## BuildingSummary
Building Summary Midrise Apartment new construction version 1.1_3.1
|  | Value | Data Source
Program
| Building Name | Midrise Apartment
| Available Fuel Types | gas, electricity
| Principal Building Activity | Multifamily residential
Form
| Total Floor Area (m2) | 3135 | PNNL-16770: Analysis of Energy Saving Impacts of ASHRAE 90.1-2004 for the State of New York
| Building Shape | Rectangle
| Aspect Ratio | 2.74
| Number of Floors | 4
Window Fraction (Window to Wall Ratio)
| South | 0.1474
| East | 0.162
| North | 0.1474
| West | 0.1513
| Total | 0.1499
| Skylight/TDD Percentage | 0
| Shading Geometry | None
| Azimuth | 0
| Thermal Zoning | 8 apartments with central corridor on each floor, office on first floor, 2x mulitplier on middle floor
| Floor to Ceiling Height (m) | 3.05
| Floor to Floor Height (m) | 3.05
| Roof type | Built-up Roof | PNNL-16770: Analysis of Energy Saving Impacts of ASHRAE 90.1-2004 for the State of New York
Fabric
Exterior walls
| Construction Type | Steel frame | PNNL-16770: Analysis of Energy Saving Impacts of ASHRAE 90.1-2004 for the State of New York | Steel frame 0.4 in. Stucco+5/8 in. gypboard + wall Insulation+5/8 in. Gypboard
| Gross Dimensions - Total Area (m2) | 1542
| Net Dimensions - Total Area (m2) | 1310.88
| Wall to Skin Ratio | 0.66304
Roof
| Construction Type | Insulation entirely above deck |  | Built-up Roof: Roof membrane+Roof insulation+metal decking
| Gross Dimensions - Total Area (m2) | 783.66
| Net Dimensions - Total Area (m2) | 783.66
| Roof to Skin Ratio | 0.33696
Window Dimensions (m2)
| South | 83.23
| East | 33.42
| North | 83.23
| West | 31.21
| Total Area (m2) | 231.09
| Operable area (m2) | 0
Skylights/TDD
| Dimensions - Total Area (m2) | 0
| Operable area (m2) | 0
Foundation
| Foundation Type | Mass Floor
| Construction | 4in slab w/carpet
| Dimensions - Total Area (m2) | 783.66
Interior Partitions
| Construction | 2x4 steel-frame with gypsum board
| Dimensions - Total Area (m2) | 1686.92
Internal Mass
| Construction | 15 cm wood
| Dimensions - Total Area (m2) | 6269.18
| Thermal diffusivity (m2/s) | 1.84e-07
Air Barrier System
| Infiltration (ACH) |  | See Benchmark Technical Report
HVAC
System Type
| Heating Type | Gas furnace
| Cooling Type | Split system DX | 90.1 Mechanical Subcommittee
| Fan Control | CAV
Service Water Heating
| SWH Type | gas water heater
| Fuel | gas
| Thermal Efficiency (%) | 80
| Temperature Setpoint (ºC ) | 60
| Water Consumption (m3 ) | 1874.65

## ZoneSummary
Zone Summary
Zone Name | Conditioned (Y/N) | Multiplier | Area (m2) | Volume (m3) | Floor-to-Ceiling Height (m) | Gross Wall Area (m2) | Window Glass Area (m2) | People (m2/per) | People | Lights (W/m2) | Elec Plug and Process (W/m2) | Gas Plug and Process (W/m2) | SWH (L/h) | Ventilation (L/s/Person) | Ventilation (L/s/m2) | Ventilation Total (L/s) | Exhaust (L/s) | Infiltration (ACH)
G SW APARTMENT | Yes | 1 | 88.25 | 268.96 | 3.0477 | 58.52 | 8.55 | 35.3 | 2.5 | 3.875 | 5.382 | 0 | 13.17 | 0 | 0 | 44.253 | 0 | 0.23681
G NW APARTMENT | Yes | 1 | 88.25 | 268.96 | 3.0477 | 58.52 | 8.55 | 35.3 | 2.5 | 3.875 | 5.382 | 0 | 13.17 | 0 | 0 | 44.253 | 0 | 0.23681
OFFICE | Yes | 1 | 88.25 | 268.96 | 3.0477 | 58.52 | 8.55 | 44.12 | 2.0002 | 10.76 | 12.9 | 0 | 0 | 9.834 | 0 | 19.6702 | 0 | 0.23681
G NE APARTMENT | Yes | 1 | 88.25 | 268.96 | 3.0477 | 58.52 | 8.55 | 35.3 | 2.5 | 3.875 | 5.382 | 0 | 13.17 | 0 | 0 | 44.253 | 0 | 0.23681
G N1 APARTMENT | Yes | 1 | 88.25 | 268.96 | 3.0477 | 35.3 | 5.2 | 35.3 | 2.5 | 3.875 | 5.382 | 0 | 13.17 | 0 | 0 | 44.253 | 0 | 0.14284
G N2 APARTMENT | Yes | 1 | 88.25 | 268.96 | 3.0477 | 35.3 | 5.2 | 35.3 | 2.5 | 3.875 | 5.382 | 0 | 13.17 | 0 | 0 | 44.253 | 0 | 0.14284
G S1 APARTMENT | Yes | 1 | 88.25 | 268.96 | 3.0477 | 35.3 | 5.2 | 35.3 | 2.5 | 3.875 | 5.382 | 0 | 13.17 | 0 | 0 | 44.253 | 0 | 0.14284
G S2 APARTMENT | Yes | 1 | 88.25 | 268.96 | 3.0477 | 35.3 | 5.2 | 35.3 | 2.5 | 3.875 | 5.382 | 0 | 13.17 | 0 | 0 | 44.253 | 0 | 0.14284
M SW APARTMENT | Yes | 2 | 88.25 | 268.96 | 3.0477 | 58.52 | 8.55 | 35.3 | 2.5 | 3.875 | 5.382 | 0 | 13.17 | 0 | 0 | 44.253 | 0 | 0.23681
M NW APARTMENT | Yes | 2 | 88.25 | 268.96 | 3.0477 | 58.52 | 8.55 | 35.3 | 2.5 | 3.875 | 5.382 | 0 | 13.17 | 0 | 0 | 44.253 | 0 | 0.23681
M SE APARTMENT | Yes | 2 | 88.25 | 268.96 | 3.0477 | 58.52 | 8.55 | 35.3 | 2.5 | 3.875 | 5.382 | 0 | 13.17 | 0 | 0 | 44.253 | 0 | 0.23681
M NE APARTMENT | Yes | 2 | 88.25 | 268.96 | 3.0477 | 58.52 | 8.55 | 35.3 | 2.5 | 3.875 | 5.382 | 0 | 13.17 | 0 | 0 | 44.253 | 0 | 0.23681
M N1 APARTMENT | Yes | 2 | 88.25 | 268.96 | 3.0477 | 35.3 | 5.2 | 35.3 | 2.5 | 3.875 | 5.382 | 0 | 13.17 | 0 | 0 | 44.253 | 0 | 0.14284
M N2 APARTMENT | Yes | 2 | 88.25 | 268.96 | 3.0477 | 35.3 | 5.2 | 35.3 | 2.5 | 3.875 | 5.382 | 0 | 13.17 | 0 | 0 | 44.253 | 0 | 0.14284
M S1 APARTMENT | Yes | 2 | 88.25 | 268.96 | 3.0477 | 35.3 | 5.2 | 35.3 | 2.5 | 3.875 | 5.382 | 0 | 13.17 | 0 | 0 | 44.253 | 0 | 0.14284
M S2 APARTMENT | Yes | 2 | 88.25 | 268.96 | 3.0477 | 35.3 | 5.2 | 35.3 | 2.5 | 3.875 | 5.382 | 0 | 13.17 | 0 | 0 | 44.253 | 0 | 0.14284
T SW APARTMENT | Yes | 1 | 88.25 | 268.96 | 3.0477 | 58.52 | 8.55 | 35.3 | 2.5 | 3.875 | 5.382 | 0 | 13.17 | 0 | 0 | 44.253 | 0 | 0.59392
T NW APARTMENT | Yes | 1 | 88.25 | 268.96 | 3.0477 | 58.52 | 8.55 | 35.3 | 2.5 | 3.875 | 5.382 | 0 | 13.17 | 0 | 0 | 44.253 | 0 | 0.59392
T SE APARTMENT | Yes | 1 | 88.25 | 268.96 | 3.0477 | 58.52 | 8.55 | 35.3 | 2.5 | 3.875 | 5.382 | 0 | 13.17 | 0 | 0 | 44.253 | 0 | 0.59392
T NE APARTMENT | Yes | 1 | 88.25 | 268.96 | 3.0477 | 58.52 | 8.55 | 35.3 | 2.5 | 3.875 | 5.382 | 0 | 13.17 | 0 | 0 | 44.253 | 0 | 0.59392
T N1 APARTMENT | Yes | 1 | 88.25 | 268.96 | 3.0477 | 35.3 | 5.2 | 35.3 | 2.5 | 3.875 | 5.382 | 0 | 13.17 | 0 | 0 | 44.253 | 0 | 0.49995
T N2 APARTMENT | Yes | 1 | 88.25 | 268.96 | 3.0477 | 35.3 | 5.2 | 35.3 | 2.5 | 3.875 | 5.382 | 0 | 13.17 | 0 | 0 | 44.253 | 0 | 0.49995
T S1 APARTMENT | Yes | 1 | 88.25 | 268.96 | 3.0477 | 35.3 | 5.2 | 35.3 | 2.5 | 3.875 | 5.382 | 0 | 13.17 | 0 | 0 | 44.253 | 0 | 0.49995
T S2 APARTMENT | Yes | 1 | 88.25 | 268.96 | 3.0477 | 35.3 | 5.2 | 35.3 | 2.5 | 3.875 | 5.382 | 0 | 13.17 | 0 | 0 | 44.253 | 0 | 0.49995
T CORRIDOR | No | 1 | 77.66 | 236.69 | 3.0478 | 10.22 | 2.23 |  |  | 5.382 | 0 | 0 | 0 | 0 | 0.26464 | 20.5512 | 0 | 0.4041
G CORRIDOR | No | 1 | 77.66 | 236.69 | 3.0478 | 10.22 | 4.43 |  |  | 5.382 | 0 | 0 | 0 | 0 | 0.26464 | 20.5512 | 0 | 0.046994
M CORRIDOR | No | 2 | 77.66 | 236.69 | 3.0478 | 10.22 | 2.23 |  |  | 5.382 | 0 | 0 | 0 | 0 | 0.26464 | 20.5512 | 0 | 0.046994
Total Conditioned Zones |  |  | 3134.64 | 9553.48 |  | 1542 | 231.12 |  | 79.5002
Data Source | [7 empty] | 1 |  | 2 | 4 | 4 | 4 | 3 | 3 | 3 | 4 | 4
Sources
[1] ASHRAE Standard 62.1-2004 Table 6-1, Atlanta, GA: American Society of Heating, Refrigerating and Air-Conditioning Engineers.
[2] ASHRAE Standard 90.1-2004 Tables 9.5.1 & 9.6.1, Atlanta, GA: American Society of Heating, Refrigerating and Air-Conditioning Engineers.
[3] ASHRAE Standard 62-1999 Table 6-1, Atlanta, GA: American Society of Heating, Refrigerating and Air-Conditioning Engineers.
[4] DOE Benchmark Report
[5] PNNL-16770: Analysis of Energy Saving Impacts of ASHRAE 90.1-2004 for the State of New York

## LocationSummary
Location Summary
|  | Miami | Houston | Phoenix | Atlanta | Los Angeles | Las Vegas | San Francisco | Baltimore | Albuquerque | Seattle | Chicago | Boulder | Minneapolis | Helena | Duluth | Fairbanks
Program
| ASHRAE 90.1-2004 Climate Zone | 1A | 2A | 2B | 3A | 3B | 3B | 3C | 4A | 4B | 4C | 5A | 5B | 6A | 6B | 7A | 8A
| Available Fuel Types | gas, electricity | gas, electricity | gas, electricity | gas, electricity | gas, electricity | gas, electricity | gas, electricity | gas, electricity | gas, electricity | gas, electricity | gas, electricity | gas, electricity | gas, electricity | gas, electricity | gas, electricity | gas, electricity
| Weighting Factor | 0 | 0 | 0 | 0 | 0 | 0 | 0 | 0 | 0 | 0 | 0 | 0 | 0 | 0 | 0 | 0
Fabric
Exterior walls
| Construction Type | Steel frame | Steel frame | Steel frame | Steel frame | Steel frame | Steel frame | Steel frame | Steel frame | Steel frame | Steel frame | Steel frame | Steel frame | Steel frame | Steel frame | Steel frame | Steel frame
| R-value (m2·K / W) | 1.4205 | 1.4205 | 1.4205 | 2.0964 | 2.0964 | 2.0964 | 2.0964 | 2.7473 | 2.7473 | 2.7473 | 2.7473 | 2.7473 | 2.7473 | 2.7473 | 2.7473 | 3.1949
Roof
| Construction Type | IEAD | IEAD | IEAD | IEAD | IEAD | IEAD | IEAD | IEAD | IEAD | IEAD | IEAD | IEAD | IEAD | IEAD | IEAD | IEAD
| R-value (m2·K / W) | 2.8011 | 2.8011 | 2.8011 | 2.8011 | 2.8011 | 2.8011 | 2.8011 | 2.8011 | 2.8011 | 2.8011 | 2.8011 | 2.8011 | 2.8011 | 2.8011 | 2.8011 | 3.663
Window
| U-Factor (W / m2·K) | 6.49 | 6.49 | 6.49 | 3.18 | 3.18 | 3.18 | 6.49 | 3.18 | 3.18 | 3.18 | 3.18 | 3.18 | 3.18 | 3.18 | 3.18 | 2.58
| SHGC | 0.25 | 0.25 | 0.25 | 0.402 | 0.402 | 0.402 | 0.61 | 0.402 | 0.402 | 0.402 | 0.402 | 0.402 | 0.402 | 0.402 | 0.501 | 0.504
| Visible transmittance | 0.25 | 0.25 | 0.25 | 0.495 | 0.495 | 0.495 | 0.61 | 0.495 | 0.495 | 0.495 | 0.495 | 0.495 | 0.495 | 0.495 | 0.49 | 0.49
Skylights/TDD
| U-Factor (W / m2·K) | n/a | n/a | n/a | n/a | n/a | n/a | n/a | n/a | n/a | n/a | n/a | n/a | n/a | n/a | n/a | n/a
| SHGC | n/a | n/a | n/a | n/a | n/a | n/a | n/a | n/a | n/a | n/a | n/a | n/a | n/a | n/a | n/a | n/a
| Visible transmittance | n/a | n/a | n/a | n/a | n/a | n/a | n/a | n/a | n/a | n/a | n/a | n/a | n/a | n/a | n/a | n/a
Foundation
| Foundation Type | Mass Floor | Mass Floor | Mass Floor | Mass Floor | Mass Floor | Mass Floor | Mass Floor | Mass Floor | Mass Floor | Mass Floor | Mass Floor | Mass Floor | Mass Floor | Mass Floor | Mass Floor | Mass Floor
| Construction | 4in slab w/carpet | 4in slab w/carpet | 4in slab w/carpet | 4in slab w/carpet | 4in slab w/carpet | 4in slab w/carpet | 4in slab w/carpet | 4in slab w/carpet | 4in slab w/carpet | 4in slab w/carpet | 4in slab w/carpet | 4in slab w/carpet | 4in slab w/carpet | 4in slab w/carpet | 4in slab w/carpet | 4in slab w/carpet
| R-value (m2·K / W) | 0.53706 | 0.53706 | 0.53706 | 0.53706 | 0.53706 | 0.53706 | 0.53706 | 0.53706 | 0.53706 | 0.53706 | 0.53706 | 0.53706 | 0.53706 | 0.53706 | 0.53706 | 0.53706
HVAC
HVAC Sizing
Air Conditioning (kW)
| SPLITSYSTEMAC:1_UNITARY_PACKAGE_COOLCOIL | 4.8385 | 4.9849 | 4.7034 | 4.6468 | 3.1425 | 3.7718 | 3.1924 | 4.2863 | 3.4723 | 2.6378 | 4.1369 | 3.2895 | 4.0325 | 3.2578 | 3.2199 | 2.5503
| SPLITSYSTEMAC:2_UNITARY_PACKAGE_COOLCOIL | 6.6644 | 7.1086 | 6.4486 | 6.4158 | 3.105 | 4.9275 | 2.2449 | 5.5845 | 4.0169 | 2.3762 | 5.2862 | 3.5795 | 5.2818 | 3.4863 | 4.6668 | 4.5465
| SPLITSYSTEMAC:3_UNITARY_PACKAGE_COOLCOIL | 1.6699 | 1.6699 | 1.5007 | 1.6699 | 1.6699 | 1.6699 | 1.6699 | 1.6699 | 1.6699 | 1.6699 | 1.6699 | 1.6699 | 1.6699 | 1.6699 | 1.6699 | 1.6699
| SPLITSYSTEMAC:4_UNITARY_PACKAGE_COOLCOIL | 4.8779 | 5.0691 | 4.7058 | 4.4795 | 2.196 | 3.4091 | 1.8312 | 4.0099 | 2.8554 | 1.8312 | 3.8466 | 2.6212 | 3.8289 | 2.4288 | 2.9083 | 1.8312
| SPLITSYSTEMAC:5_UNITARY_PACKAGE_COOLCOIL | 4.6863 | 4.8716 | 4.5088 | 4.268 | 2.1132 | 3.2938 | 1.8312 | 3.8495 | 2.6942 | 1.8312 | 3.6588 | 2.4143 | 3.6035 | 2.2002 | 2.9156 | 2.7029
| SPLITSYSTEMAC:6_UNITARY_PACKAGE_COOLCOIL | 4.6596 | 4.8457 | 4.4916 | 4.2361 | 2.0721 | 3.2737 | 1.8312 | 3.823 | 2.6726 | 1.8325 | 3.6326 | 2.3935 | 3.5784 | 2.1819 | 2.9219 | 2.7027
| SPLITSYSTEMAC:7_UNITARY_PACKAGE_COOLCOIL | 3.4582 | 3.676 | 3.6736 | 3.5887 | 2.1437 | 2.7041 | 2.1214 | 3.3612 | 2.2723 | 1.8435 | 3.2473 | 2.1785 | 3.3204 | 2.1512 | 2.6782 | 1.8312
| SPLITSYSTEMAC:8_UNITARY_PACKAGE_COOLCOIL | 3.7092 | 3.9587 | 3.8872 | 3.8745 | 2.4845 | 2.8772 | 2.2783 | 3.6305 | 2.425 | 1.9545 | 3.5019 | 2.3196 | 3.5828 | 2.2941 | 2.8018 | 1.8312
| SPLITSYSTEMAC:9_UNITARY_PACKAGE_COOLCOIL | 11.1189 | 12.4431 | 13.2508 | 12.5838 | 7.3933 | 11.1348 | 9.8535 | 11.6903 | 9.0073 | 7.8759 | 11.6468 | 8.675 | 11.5226 | 8.6926 | 9.8421 | 8.715
| SPLITSYSTEMAC:10_UNITARY_PACKAGE_COOLCOIL | 14.5996 | 15.929 | 15.6616 | 14.4864 | 7.0986 | 12.8926 | 7.1096 | 13.1408 | 10.3515 | 6.539 | 12.7172 | 9.2398 | 12.7357 | 9.2846 | 11.6435 | 11.9906
| SPLITSYSTEMAC:11_UNITARY_PACKAGE_COOLCOIL | 8.0808 | 9.2515 | 12.0529 | 9.3847 | 6.2355 | 9.6859 | 8.1778 | 9.2118 | 6.7711 | 7.0257 | 9.382 | 6.7886 | 9.7673 | 7.0634 | 8.9827 | 7.6225
| SPLITSYSTEMAC:12_UNITARY_PACKAGE_COOLCOIL | 10.0766 | 10.7051 | 11.1703 | 9.6005 | 4.6366 | 8.5916 | 4.2257 | 8.8255 | 7.0482 | 4.5462 | 8.6982 | 6.5134 | 8.708 | 6.1233 | 7.1671 | 5.5481
| SPLITSYSTEMAC:13_UNITARY_PACKAGE_COOLCOIL | 9.7606 | 10.4361 | 10.9575 | 9.167 | 4.3793 | 8.4912 | 3.7305 | 8.5223 | 6.7156 | 4.1921 | 8.3095 | 6.0103 | 8.2128 | 5.5496 | 7.4164 | 7.0393
| SPLITSYSTEMAC:14_UNITARY_PACKAGE_COOLCOIL | 9.7056 | 10.3827 | 10.9242 | 9.1038 | 4.2924 | 8.4486 | 3.6625 | 8.467 | 6.6671 | 4.1232 | 8.2519 | 5.9635 | 8.1578 | 5.5093 | 7.4337 | 7.0386
| SPLITSYSTEMAC:15_UNITARY_PACKAGE_COOLCOIL | 6.8092 | 7.5888 | 10.1033 | 7.6703 | 5.3077 | 8.2946 | 7.0865 | 7.4788 | 5.6795 | 6.1743 | 7.6106 | 5.5382 | 7.9778 | 5.848 | 7.8715 | 6.3893
| SPLITSYSTEMAC:16_UNITARY_PACKAGE_COOLCOIL | 6.7542 | 7.5351 | 10.1119 | 7.6106 | 5.3018 | 8.2988 | 7.0861 | 7.4223 | 5.6307 | 6.1712 | 7.6164 | 5.4954 | 7.9861 | 5.8486 | 7.866 | 6.3934
| SPLITSYSTEMAC:17_UNITARY_PACKAGE_COOLCOIL | 8.3808 | 8.9926 | 8.9765 | 8.4162 | 5.2762 | 7.7091 | 6.1439 | 7.9816 | 6.7392 | 5.1943 | 7.81 | 6.2549 | 7.3485 | 6.1191 | 6.2487 | 5.1284
| SPLITSYSTEMAC:18_UNITARY_PACKAGE_COOLCOIL | 10.5139 | 10.8494 | 10.5435 | 9.6855 | 5.2451 | 9.0201 | 4.8139 | 9.0338 | 7.6985 | 4.7269 | 8.7535 | 6.7491 | 9.2609 | 7.5333 | 8.6749 | 9.1179
| SPLITSYSTEMAC:19_UNITARY_PACKAGE_COOLCOIL | 6.4696 | 7.3101 | 7.6014 | 6.9941 | 4.1813 | 6.184 | 4.8885 | 6.7178 | 5.2456 | 4.3701 | 6.5422 | 4.8457 | 6.4035 | 4.8399 | 5.3713 | 4.2758
| SPLITSYSTEMAC:20_UNITARY_PACKAGE_COOLCOIL | 7.6294 | 8.0074 | 7.8183 | 7.0807 | 3.6676 | 6.2262 | 2.8989 | 6.6764 | 5.5352 | 3.4277 | 6.4532 | 4.9782 | 5.9601 | 4.6407 | 4.8024 | 3.6182
| SPLITSYSTEMAC:21_UNITARY_PACKAGE_COOLCOIL | 7.4853 | 8.1124 | 7.6542 | 7.1536 | 3.5494 | 6.1193 | 2.7709 | 6.7621 | 5.3709 | 3.2733 | 6.478 | 4.7447 | 5.9729 | 4.4366 | 5.2619 | 5.0403
| SPLITSYSTEMAC:22_UNITARY_PACKAGE_COOLCOIL | 7.4495 | 8.0773 | 7.6325 | 7.1271 | 3.5021 | 6.0915 | 2.6833 | 6.7254 | 5.3389 | 3.2305 | 6.4399 | 4.7139 | 5.9494 | 4.4362 | 5.2719 | 5.0398
| SPLITSYSTEMAC:23_UNITARY_PACKAGE_COOLCOIL | 5.8509 | 6.5258 | 6.6317 | 6.4694 | 3.6737 | 5.5248 | 4.3666 | 6.1073 | 4.7379 | 3.9508 | 5.9273 | 4.3997 | 5.6974 | 4.367 | 4.6641 | 3.7341
| SPLITSYSTEMAC:24_UNITARY_PACKAGE_COOLCOIL | 5.8149 | 6.4927 | 6.6627 | 6.4446 | 3.6677 | 5.4989 | 4.3564 | 6.0721 | 4.7082 | 3.9413 | 5.8918 | 4.3711 | 5.7017 | 4.3423 | 4.6407 | 3.7286
Heating (kW)
| T CORRIDOR UNIT HEATER COIL | 0 | 0 | 0 | 0 | 0 | 0 | 0 | 0 | 0 | 0 | 0 | 0 | 0 | 0 | 0 | 0
| G CORRIDOR UNIT HEATER COIL | 0 | 0 | 0 | 0 | 0 | 0 | 0 | 0 | 0 | 0 | 0 | 0 | 0 | 0 | 0 | 0
| M CORRIDOR UNIT HEATER COIL | 0 | 0 | 0 | 0 | 0 | 0 | 0 | 0 | 0 | 0 | 0 | 0 | 0 | 0 | 0 | 0
| SPLITSYSTEMAC:1_UNITARY_PACKAGE_HEATCOIL | 1.7132 | 2.6439 | 2.0763 | 2.6741 | 1.7818 | 2.1691 | 1.9695 | 3.0497 | 2.5272 | 2.3487 | 4.146 | 3.482 | 4.7801 | 4.5668 | 5.0851 | 6.5727
| SPLITSYSTEMAC:2_UNITARY_PACKAGE_HEATCOIL | 4.2829 | 5.6541 | 4.7703 | 6.0993 | 4.4544 | 5.1568 | 4.9236 | 6.9414 | 5.535 | 5.8717 | 9.1812 | 7.4992 | 10.4612 | 9.7942 | 11.0275 | 14.5572
| SPLITSYSTEMAC:3_UNITARY_PACKAGE_HEATCOIL | 0.76116 | 1.0048 | 0.84777 | 1.0839 | 0.79163 | 0.91646 | 0.87502 | 1.2066 | 0.95874 | 1.0435 | 1.4096 | 1.1445 | 1.5234 | 1.3882 | 1.5593 | 1.9509
| SPLITSYSTEMAC:4_UNITARY_PACKAGE_HEATCOIL | 4.2829 | 5.6541 | 4.7703 | 6.0993 | 4.4544 | 5.1568 | 4.9236 | 6.7896 | 5.3947 | 5.8717 | 7.9317 | 6.4397 | 8.5718 | 7.811 | 8.7739 | 10.8651
| SPLITSYSTEMAC:5_UNITARY_PACKAGE_HEATCOIL | 4.2829 | 5.6541 | 4.7703 | 6.0993 | 4.4544 | 5.1568 | 4.9236 | 6.7896 | 5.3947 | 5.8717 | 7.9317 | 6.4397 | 8.6106 | 8.0276 | 9.0681 | 12.0502
| SPLITSYSTEMAC:6_UNITARY_PACKAGE_HEATCOIL | 4.2829 | 5.6541 | 4.7703 | 6.0993 | 4.4544 | 5.1568 | 4.9236 | 6.7896 | 5.3947 | 5.8717 | 7.9317 | 6.4397 | 8.6105 | 8.0274 | 9.0679 | 12.0499
| SPLITSYSTEMAC:7_UNITARY_PACKAGE_HEATCOIL | 4.2829 | 5.6541 | 4.7703 | 6.0993 | 4.4544 | 5.1568 | 4.9236 | 6.7896 | 5.3947 | 5.8717 | 7.9317 | 6.4397 | 8.5718 | 7.811 | 8.7739 | 10.8651
| SPLITSYSTEMAC:8_UNITARY_PACKAGE_HEATCOIL | 4.2829 | 5.6541 | 4.7703 | 6.0993 | 4.4544 | 5.1568 | 4.9236 | 6.7896 | 5.3947 | 5.8717 | 7.9317 | 6.4397 | 8.5718 | 7.811 | 8.7739 | 10.8651
| SPLITSYSTEMAC:9_UNITARY_PACKAGE_HEATCOIL | 8.5659 | 11.3082 | 9.5406 | 12.1986 | 8.9089 | 10.3137 | 9.8473 | 13.5792 | 10.7894 | 11.7435 | 16.0778 | 13.1101 | 18.2119 | 17.0172 | 19.1457 | 24.5625
| SPLITSYSTEMAC:10_UNITARY_PACKAGE_HEATCOIL | 8.5659 | 13.0313 | 9.5452 | 13.9763 | 8.9089 | 10.5193 | 9.8473 | 16.0316 | 12.5881 | 12.3702 | 21.1434 | 17.1387 | 24.0022 | 22.3597 | 25.2508 | 33.057
| SPLITSYSTEMAC:11_UNITARY_PACKAGE_HEATCOIL | 8.5659 | 11.3082 | 9.5406 | 12.1986 | 8.9089 | 10.3137 | 9.8473 | 13.5792 | 10.7894 | 11.7435 | 15.8633 | 12.8795 | 17.1436 | 15.622 | 17.5478 | 22.1423
| SPLITSYSTEMAC:12_UNITARY_PACKAGE_HEATCOIL | 8.5659 | 11.3082 | 9.5406 | 12.1986 | 8.9089 | 10.3137 | 9.8473 | 13.5792 | 10.7894 | 11.7435 | 15.8633 | 12.8795 | 17.1436 | 15.622 | 17.5478 | 21.7349
| SPLITSYSTEMAC:13_UNITARY_PACKAGE_HEATCOIL | 8.5659 | 11.3082 | 9.5406 | 12.1986 | 8.9089 | 10.3137 | 9.8473 | 13.5792 | 10.7894 | 11.7435 | 16.7949 | 13.496 | 19.0606 | 17.6757 | 20.0266 | 26.3217
| SPLITSYSTEMAC:14_UNITARY_PACKAGE_HEATCOIL | 8.5659 | 11.3082 | 9.5406 | 12.1986 | 8.9089 | 10.3137 | 9.8473 | 13.5792 | 10.7894 | 11.7435 | 16.7942 | 13.4952 | 19.0599 | 17.675 | 20.0259 | 26.3208
| SPLITSYSTEMAC:15_UNITARY_PACKAGE_HEATCOIL | 8.5659 | 11.3082 | 9.5406 | 12.1986 | 8.9089 | 10.3137 | 9.8473 | 13.5792 | 10.7894 | 11.7435 | 15.8633 | 12.8795 | 17.1436 | 15.622 | 17.5478 | 21.7302
| SPLITSYSTEMAC:16_UNITARY_PACKAGE_HEATCOIL | 8.5659 | 11.3082 | 9.5406 | 12.1986 | 8.9089 | 10.3137 | 9.8473 | 13.5792 | 10.7894 | 11.7435 | 15.8633 | 12.8795 | 17.1436 | 15.622 | 17.5478 | 21.7302
| SPLITSYSTEMAC:17_UNITARY_PACKAGE_HEATCOIL | 4.2829 | 6.5145 | 4.8892 | 6.9096 | 4.4544 | 5.3456 | 4.9236 | 7.8731 | 6.46 | 6.1419 | 10.258 | 8.6607 | 11.6093 | 11.1029 | 12.2099 | 15.1538
| SPLITSYSTEMAC:18_UNITARY_PACKAGE_HEATCOIL | 4.4457 | 8.3099 | 6.2135 | 9.0543 | 4.5593 | 6.9644 | 6.0501 | 10.4079 | 8.4118 | 8.0988 | 13.6143 | 11.3293 | 15.45 | 14.6453 | 16.2595 | 20.7767
| SPLITSYSTEMAC:19_UNITARY_PACKAGE_HEATCOIL | 4.2829 | 5.9989 | 4.7703 | 6.2953 | 4.4544 | 5.1568 | 4.9236 | 7.1483 | 5.9017 | 5.8717 | 9.2962 | 7.8965 | 10.5107 | 10.092 | 11.051 | 13.5426
| SPLITSYSTEMAC:20_UNITARY_PACKAGE_HEATCOIL | 4.2829 | 5.9168 | 4.7703 | 6.2069 | 4.4544 | 5.1568 | 4.9236 | 7.0414 | 5.82 | 5.8717 | 9.1534 | 7.7895 | 10.3456 | 9.9366 | 10.8784 | 13.294
| SPLITSYSTEMAC:21_UNITARY_PACKAGE_HEATCOIL | 4.2829 | 6.1441 | 4.7703 | 6.7425 | 4.4544 | 5.198 | 4.9236 | 7.7752 | 6.3051 | 6.0505 | 10.138 | 8.4802 | 11.4892 | 10.9326 | 12.0758 | 15.2283
| SPLITSYSTEMAC:22_UNITARY_PACKAGE_HEATCOIL | 4.2829 | 6.1438 | 4.7703 | 6.7421 | 4.4544 | 5.1978 | 4.9236 | 7.7748 | 6.3047 | 6.0502 | 10.1374 | 8.4797 | 11.4886 | 10.9321 | 12.0752 | 15.2276
| SPLITSYSTEMAC:23_UNITARY_PACKAGE_HEATCOIL | 4.2829 | 5.6541 | 4.7703 | 6.0993 | 4.4544 | 5.1568 | 4.9236 | 6.7896 | 5.4412 | 5.8717 | 8.6537 | 7.2967 | 9.7919 | 9.3689 | 10.2854 | 12.7475
| SPLITSYSTEMAC:24_UNITARY_PACKAGE_HEATCOIL | 4.2829 | 5.6541 | 4.7703 | 6.0993 | 4.4544 | 5.1568 | 4.9236 | 6.7896 | 5.4411 | 5.8717 | 8.6536 | 7.2966 | 9.7918 | 9.3689 | 10.2853 | 12.7473
HVAC Efficiency
Air Conditioning (COP)
| SPLITSYSTEMAC:1_UNITARY_PACKAGE_COOLCOIL | 3.72 | 3.77 | 3.9 | 3.79 | 4.06 | 4.01 | 4.04 | 3.78 | 4.06 | 4.06 | 3.76 | 4.06 | 3.83 | 4.08 | 3.9 | 4.02
| SPLITSYSTEMAC:2_UNITARY_PACKAGE_COOLCOIL | 3.67 | 3.67 | 3.83 | 3.67 | 4.07 | 3.94 | 4.1 | 3.65 | 4.04 | 4.02 | 3.65 | 4.08 | 3.66 | 4.05 | 3.75 | 4.03
| SPLITSYSTEMAC:3_UNITARY_PACKAGE_COOLCOIL | 3.69 | 3.69 | 3.78 | 3.69 | 3.69 | 3.69 | 3.69 | 3.69 | 3.69 | 3.69 | 3.69 | 3.69 | 3.69 | 3.69 | 3.69 | 3.69
| SPLITSYSTEMAC:4_UNITARY_PACKAGE_COOLCOIL | 3.68 | 3.65 | 3.78 | 3.66 | 4.03 | 3.84 | 4.05 | 3.66 | 4.04 | 4.05 | 3.64 | 4.07 | 3.65 | 4.09 | 3.74 | 4.05
| SPLITSYSTEMAC:5_UNITARY_PACKAGE_COOLCOIL | 3.67 | 3.68 | 3.78 | 3.66 | 4.08 | 3.87 | 4.05 | 3.69 | 4.03 | 4.05 | 3.68 | 4.09 | 3.69 | 4.03 | 3.68 | 4.03
| SPLITSYSTEMAC:6_UNITARY_PACKAGE_COOLCOIL | 3.67 | 3.68 | 3.78 | 3.66 | 4.11 | 3.88 | 4.05 | 3.65 | 4.04 | 4.05 | 3.68 | 4.01 | 3.64 | 4.04 | 3.68 | 4.03
| SPLITSYSTEMAC:7_UNITARY_PACKAGE_COOLCOIL | 3.67 | 3.67 | 3.67 | 3.64 | 4.06 | 3.8 | 4.08 | 3.69 | 4.08 | 4.04 | 3.66 | 4.04 | 3.65 | 4.06 | 3.68 | 4.05
| SPLITSYSTEMAC:8_UNITARY_PACKAGE_COOLCOIL | 3.67 | 3.67 | 3.72 | 3.68 | 3.97 | 3.82 | 4.08 | 3.68 | 4.09 | 4.08 | 3.66 | 4.05 | 3.64 | 4.07 | 3.71 | 4.05
| SPLITSYSTEMAC:9_UNITARY_PACKAGE_COOLCOIL | 3.67 | 3.66 | 3.82 | 3.67 | 4.07 | 3.94 | 4.07 | 3.66 | 4.05 | 4.01 | 3.67 | 4.05 | 3.69 | 4.07 | 3.86 | 4.06
| SPLITSYSTEMAC:10_UNITARY_PACKAGE_COOLCOIL | 3.67 | 3.66 | 3.88 | 3.67 | 4.06 | 3.99 | 4.06 | 3.67 | 4.07 | 4.07 | 3.66 | 4.06 | 3.69 | 4.05 | 3.84 | 4.02
| SPLITSYSTEMAC:11_UNITARY_PACKAGE_COOLCOIL | 3.67 | 3.66 | 3.71 | 3.67 | 4.03 | 3.81 | 4.04 | 3.66 | 4.06 | 3.95 | 3.67 | 4.06 | 3.66 | 4.07 | 3.76 | 4.05
| SPLITSYSTEMAC:12_UNITARY_PACKAGE_COOLCOIL | 3.61 | 3.6 | 3.74 | 3.61 | 3.94 | 3.81 | 3.96 | 3.61 | 3.95 | 3.92 | 3.6 | 3.93 | 3.6 | 3.94 | 3.71 | 3.95
| SPLITSYSTEMAC:13_UNITARY_PACKAGE_COOLCOIL | 3.6 | 3.6 | 3.74 | 3.6 | 3.92 | 3.84 | 3.96 | 3.6 | 3.95 | 3.92 | 3.59 | 3.93 | 3.6 | 3.95 | 3.69 | 3.95
| SPLITSYSTEMAC:14_UNITARY_PACKAGE_COOLCOIL | 3.6 | 3.6 | 3.74 | 3.61 | 3.94 | 3.85 | 3.93 | 3.6 | 3.93 | 3.94 | 3.6 | 3.94 | 3.6 | 3.93 | 3.68 | 3.95
| SPLITSYSTEMAC:15_UNITARY_PACKAGE_COOLCOIL | 3.59 | 3.61 | 3.61 | 3.6 | 3.87 | 3.69 | 3.94 | 3.6 | 3.93 | 3.81 | 3.61 | 3.92 | 3.6 | 3.93 | 3.63 | 3.95
| SPLITSYSTEMAC:16_UNITARY_PACKAGE_COOLCOIL | 3.6 | 3.59 | 3.61 | 3.61 | 3.87 | 3.69 | 3.94 | 3.6 | 3.94 | 3.81 | 3.61 | 3.93 | 3.6 | 3.93 | 3.63 | 3.95
| SPLITSYSTEMAC:17_UNITARY_PACKAGE_COOLCOIL | 3.61 | 3.63 | 3.81 | 3.68 | 3.94 | 3.9 | 3.93 | 3.66 | 3.94 | 3.92 | 3.65 | 3.94 | 3.69 | 3.94 | 3.83 | 3.94
| SPLITSYSTEMAC:18_UNITARY_PACKAGE_COOLCOIL | 3.6 | 3.65 | 3.87 | 3.68 | 3.95 | 3.93 | 3.93 | 3.65 | 3.95 | 3.95 | 3.63 | 3.94 | 3.68 | 3.95 | 3.78 | 3.93
| SPLITSYSTEMAC:19_UNITARY_PACKAGE_COOLCOIL | 3.6 | 3.59 | 3.75 | 3.62 | 3.92 | 3.84 | 3.95 | 3.6 | 3.95 | 3.92 | 3.59 | 3.93 | 3.63 | 3.93 | 3.76 | 3.94
| SPLITSYSTEMAC:20_UNITARY_PACKAGE_COOLCOIL | 3.61 | 3.62 | 3.79 | 3.65 | 3.93 | 3.89 | 3.97 | 3.63 | 3.92 | 3.95 | 3.62 | 3.93 | 3.65 | 3.93 | 3.79 | 3.94
| SPLITSYSTEMAC:21_UNITARY_PACKAGE_COOLCOIL | 3.6 | 3.61 | 3.81 | 3.63 | 3.91 | 3.91 | 3.95 | 3.6 | 3.92 | 3.95 | 3.6 | 3.95 | 3.62 | 3.94 | 3.74 | 3.92
| SPLITSYSTEMAC:22_UNITARY_PACKAGE_COOLCOIL | 3.66 | 3.67 | 3.89 | 3.7 | 4.05 | 4.03 | 4.04 | 3.66 | 4.05 | 4.09 | 3.67 | 4.03 | 3.69 | 4.07 | 3.83 | 4.04
| SPLITSYSTEMAC:23_UNITARY_PACKAGE_COOLCOIL | 3.64 | 3.62 | 3.78 | 3.62 | 3.97 | 3.86 | 3.96 | 3.64 | 4 | 3.94 | 3.63 | 4 | 3.65 | 3.96 | 3.77 | 4.01
| SPLITSYSTEMAC:24_UNITARY_PACKAGE_COOLCOIL | 3.61 | 3.62 | 3.78 | 3.63 | 3.97 | 3.87 | 3.97 | 3.61 | 3.96 | 3.94 | 3.63 | 3.96 | 3.65 | 3.97 | 3.78 | 4.01
Heating Efficiency (%)
| T CORRIDOR UNIT HEATER COIL | 1 | 1 | 1 | 1 | 1 | 1 | 1 | 1 | 1 | 1 | 1 | 1 | 1 | 1 | 1 | 1
| G CORRIDOR UNIT HEATER COIL | 1 | 1 | 1 | 1 | 1 | 1 | 1 | 1 | 1 | 1 | 1 | 1 | 1 | 1 | 1 | 1
| M CORRIDOR UNIT HEATER COIL | 1 | 1 | 1 | 1 | 1 | 1 | 1 | 1 | 1 | 1 | 1 | 1 | 1 | 1 | 1 | 1
| SPLITSYSTEMAC:1_UNITARY_PACKAGE_HEATCOIL | 0.8 | 0.8 | 0.8 | 0.8 | 0.8 | 0.8 | 0.8 | 0.8 | 0.8 | 0.8 | 0.8 | 0.8 | 0.8 | 0.8 | 0.8 | 0.8
| SPLITSYSTEMAC:2_UNITARY_PACKAGE_HEATCOIL | 0.8 | 0.8 | 0.8 | 0.8 | 0.8 | 0.8 | 0.8 | 0.8 | 0.8 | 0.8 | 0.8 | 0.8 | 0.8 | 0.8 | 0.8 | 0.8
| SPLITSYSTEMAC:3_UNITARY_PACKAGE_HEATCOIL | 0.8 | 0.8 | 0.8 | 0.8 | 0.8 | 0.8 | 0.8 | 0.8 | 0.8 | 0.8 | 0.8 | 0.8 | 0.8 | 0.8 | 0.8 | 0.8
| SPLITSYSTEMAC:4_UNITARY_PACKAGE_HEATCOIL | 0.8 | 0.8 | 0.8 | 0.8 | 0.8 | 0.8 | 0.8 | 0.8 | 0.8 | 0.8 | 0.8 | 0.8 | 0.8 | 0.8 | 0.8 | 0.8
| SPLITSYSTEMAC:5_UNITARY_PACKAGE_HEATCOIL | 0.8 | 0.8 | 0.8 | 0.8 | 0.8 | 0.8 | 0.8 | 0.8 | 0.8 | 0.8 | 0.8 | 0.8 | 0.8 | 0.8 | 0.8 | 0.8
| SPLITSYSTEMAC:6_UNITARY_PACKAGE_HEATCOIL | 0.8 | 0.8 | 0.8 | 0.8 | 0.8 | 0.8 | 0.8 | 0.8 | 0.8 | 0.8 | 0.8 | 0.8 | 0.8 | 0.8 | 0.8 | 0.8
| SPLITSYSTEMAC:7_UNITARY_PACKAGE_HEATCOIL | 0.8 | 0.8 | 0.8 | 0.8 | 0.8 | 0.8 | 0.8 | 0.8 | 0.8 | 0.8 | 0.8 | 0.8 | 0.8 | 0.8 | 0.8 | 0.8
| SPLITSYSTEMAC:8_UNITARY_PACKAGE_HEATCOIL | 0.8 | 0.8 | 0.8 | 0.8 | 0.8 | 0.8 | 0.8 | 0.8 | 0.8 | 0.8 | 0.8 | 0.8 | 0.8 | 0.8 | 0.8 | 0.8
| SPLITSYSTEMAC:9_UNITARY_PACKAGE_HEATCOIL | 0.8 | 0.8 | 0.8 | 0.8 | 0.8 | 0.8 | 0.8 | 0.8 | 0.8 | 0.8 | 0.8 | 0.8 | 0.8 | 0.8 | 0.8 | 0.8
| SPLITSYSTEMAC:10_UNITARY_PACKAGE_HEATCOIL | 0.8 | 0.8 | 0.8 | 0.8 | 0.8 | 0.8 | 0.8 | 0.8 | 0.8 | 0.8 | 0.8 | 0.8 | 0.8 | 0.8 | 0.8 | 0.8
| SPLITSYSTEMAC:11_UNITARY_PACKAGE_HEATCOIL | 0.8 | 0.8 | 0.8 | 0.8 | 0.8 | 0.8 | 0.8 | 0.8 | 0.8 | 0.8 | 0.8 | 0.8 | 0.8 | 0.8 | 0.8 | 0.8
| SPLITSYSTEMAC:12_UNITARY_PACKAGE_HEATCOIL | 0.8 | 0.8 | 0.8 | 0.8 | 0.8 | 0.8 | 0.8 | 0.8 | 0.8 | 0.8 | 0.8 | 0.8 | 0.8 | 0.8 | 0.8 | 0.8
| SPLITSYSTEMAC:13_UNITARY_PACKAGE_HEATCOIL | 0.8 | 0.8 | 0.8 | 0.8 | 0.8 | 0.8 | 0.8 | 0.8 | 0.8 | 0.8 | 0.8 | 0.8 | 0.8 | 0.8 | 0.8 | 0.8
| SPLITSYSTEMAC:14_UNITARY_PACKAGE_HEATCOIL | 0.8 | 0.8 | 0.8 | 0.8 | 0.8 | 0.8 | 0.8 | 0.8 | 0.8 | 0.8 | 0.8 | 0.8 | 0.8 | 0.8 | 0.8 | 0.8
| SPLITSYSTEMAC:15_UNITARY_PACKAGE_HEATCOIL | 0.8 | 0.8 | 0.8 | 0.8 | 0.8 | 0.8 | 0.8 | 0.8 | 0.8 | 0.8 | 0.8 | 0.8 | 0.8 | 0.8 | 0.8 | 0.8
| SPLITSYSTEMAC:16_UNITARY_PACKAGE_HEATCOIL | 0.8 | 0.8 | 0.8 | 0.8 | 0.8 | 0.8 | 0.8 | 0.8 | 0.8 | 0.8 | 0.8 | 0.8 | 0.8 | 0.8 | 0.8 | 0.8
| SPLITSYSTEMAC:17_UNITARY_PACKAGE_HEATCOIL | 0.8 | 0.8 | 0.8 | 0.8 | 0.8 | 0.8 | 0.8 | 0.8 | 0.8 | 0.8 | 0.8 | 0.8 | 0.8 | 0.8 | 0.8 | 0.8
| SPLITSYSTEMAC:18_UNITARY_PACKAGE_HEATCOIL | 0.8 | 0.8 | 0.8 | 0.8 | 0.8 | 0.8 | 0.8 | 0.8 | 0.8 | 0.8 | 0.8 | 0.8 | 0.8 | 0.8 | 0.8 | 0.8
| SPLITSYSTEMAC:19_UNITARY_PACKAGE_HEATCOIL | 0.8 | 0.8 | 0.8 | 0.8 | 0.8 | 0.8 | 0.8 | 0.8 | 0.8 | 0.8 | 0.8 | 0.8 | 0.8 | 0.8 | 0.8 | 0.8
| SPLITSYSTEMAC:20_UNITARY_PACKAGE_HEATCOIL | 0.8 | 0.8 | 0.8 | 0.8 | 0.8 | 0.8 | 0.8 | 0.8 | 0.8 | 0.8 | 0.8 | 0.8 | 0.8 | 0.8 | 0.8 | 0.8
| SPLITSYSTEMAC:21_UNITARY_PACKAGE_HEATCOIL | 0.8 | 0.8 | 0.8 | 0.8 | 0.8 | 0.8 | 0.8 | 0.8 | 0.8 | 0.8 | 0.8 | 0.8 | 0.8 | 0.8 | 0.8 | 0.8
| SPLITSYSTEMAC:22_UNITARY_PACKAGE_HEATCOIL | 0.8 | 0.8 | 0.8 | 0.8 | 0.8 | 0.8 | 0.8 | 0.8 | 0.8 | 0.8 | 0.8 | 0.8 | 0.8 | 0.8 | 0.8 | 0.8
| SPLITSYSTEMAC:23_UNITARY_PACKAGE_HEATCOIL | 0.8 | 0.8 | 0.8 | 0.8 | 0.8 | 0.8 | 0.8 | 0.8 | 0.8 | 0.8 | 0.8 | 0.8 | 0.8 | 0.8 | 0.8 | 0.8
| SPLITSYSTEMAC:24_UNITARY_PACKAGE_HEATCOIL | 0.8 | 0.8 | 0.8 | 0.8 | 0.8 | 0.8 | 0.8 | 0.8 | 0.8 | 0.8 | 0.8 | 0.8 | 0.8 | 0.8 | 0.8 | 0.8
HVAC Control
| Economizer | None | None | None | None | None | None | None | None | None | None | None | None | None | None | None | None
Fan Max Flow Rate (m3/s )
| T CORRIDOR UNIT HEATERFAN | 0 | 0 | 0 | 0 | 0 | 0 | 0 | 0 | 0 | 0 | 0 | 0 | 0 | 0 | 0 | 0
| G CORRIDOR UNIT HEATERFAN | 0 | 0 | 0 | 0 | 0 | 0 | 0 | 0 | 0 | 0 | 0 | 0 | 0 | 0 | 0 | 0
| M CORRIDOR UNIT HEATERFAN | 0 | 0 | 0 | 0 | 0 | 0 | 0 | 0 | 0 | 0 | 0 | 0 | 0 | 0 | 0 | 0
| SPLITSYSTEMAC:1_UNITARY_PACKAGE_FAN | 0.21 | 0.23 | 0.25 | 0.22 | 0.19 | 0.22 | 0.19 | 0.2 | 0.21 | 0.16 | 0.19 | 0.2 | 0.2 | 0.2 | 0.17 | 0.15
| SPLITSYSTEMAC:2_UNITARY_PACKAGE_FAN | 0.27 | 0.29 | 0.32 | 0.26 | 0.19 | 0.27 | 0.14 | 0.22 | 0.24 | 0.14 | 0.21 | 0.22 | 0.21 | 0.21 | 0.21 | 0.27
| SPLITSYSTEMAC:3_UNITARY_PACKAGE_FAN | 0.07 | 0.07 | 0.07 | 0.07 | 0.07 | 0.07 | 0.07 | 0.07 | 0.07 | 0.07 | 0.07 | 0.07 | 0.07 | 0.07 | 0.07 | 0.07
| SPLITSYSTEMAC:4_UNITARY_PACKAGE_FAN | 0.2 | 0.2 | 0.22 | 0.18 | 0.13 | 0.17 | 0.11 | 0.16 | 0.17 | 0.11 | 0.15 | 0.16 | 0.15 | 0.15 | 0.13 | 0.11
| SPLITSYSTEMAC:5_UNITARY_PACKAGE_FAN | 0.19 | 0.2 | 0.21 | 0.17 | 0.13 | 0.17 | 0.11 | 0.16 | 0.16 | 0.11 | 0.15 | 0.15 | 0.15 | 0.13 | 0.12 | 0.16
| SPLITSYSTEMAC:6_UNITARY_PACKAGE_FAN | 0.19 | 0.2 | 0.21 | 0.17 | 0.13 | 0.17 | 0.11 | 0.15 | 0.16 | 0.11 | 0.15 | 0.14 | 0.14 | 0.13 | 0.12 | 0.16
| SPLITSYSTEMAC:7_UNITARY_PACKAGE_FAN | 0.14 | 0.15 | 0.15 | 0.14 | 0.13 | 0.13 | 0.13 | 0.14 | 0.14 | 0.11 | 0.13 | 0.13 | 0.13 | 0.13 | 0.11 | 0.11
| SPLITSYSTEMAC:8_UNITARY_PACKAGE_FAN | 0.15 | 0.16 | 0.17 | 0.16 | 0.14 | 0.14 | 0.14 | 0.15 | 0.15 | 0.12 | 0.14 | 0.14 | 0.14 | 0.14 | 0.12 | 0.11
| SPLITSYSTEMAC:9_UNITARY_PACKAGE_FAN | 0.45 | 0.5 | 0.65 | 0.51 | 0.45 | 0.61 | 0.6 | 0.47 | 0.54 | 0.46 | 0.47 | 0.52 | 0.48 | 0.53 | 0.5 | 0.53
| SPLITSYSTEMAC:10_UNITARY_PACKAGE_FAN | 0.59 | 0.64 | 0.83 | 0.59 | 0.43 | 0.75 | 0.43 | 0.53 | 0.63 | 0.4 | 0.51 | 0.56 | 0.53 | 0.56 | 0.58 | 0.72
| SPLITSYSTEMAC:11_UNITARY_PACKAGE_FAN | 0.33 | 0.37 | 0.52 | 0.38 | 0.37 | 0.47 | 0.49 | 0.37 | 0.41 | 0.39 | 0.38 | 0.41 | 0.39 | 0.43 | 0.41 | 0.46
| SPLITSYSTEMAC:12_UNITARY_PACKAGE_FAN | 0.41 | 0.43 | 0.55 | 0.39 | 0.28 | 0.46 | 0.26 | 0.36 | 0.43 | 0.27 | 0.35 | 0.39 | 0.35 | 0.37 | 0.34 | 0.34
| SPLITSYSTEMAC:13_UNITARY_PACKAGE_FAN | 0.39 | 0.42 | 0.54 | 0.37 | 0.26 | 0.47 | 0.23 | 0.34 | 0.41 | 0.25 | 0.33 | 0.36 | 0.33 | 0.34 | 0.34 | 0.43
| SPLITSYSTEMAC:14_UNITARY_PACKAGE_FAN | 0.39 | 0.42 | 0.54 | 0.37 | 0.26 | 0.47 | 0.22 | 0.34 | 0.4 | 0.25 | 0.33 | 0.36 | 0.33 | 0.33 | 0.34 | 0.43
| SPLITSYSTEMAC:15_UNITARY_PACKAGE_FAN | 0.27 | 0.31 | 0.41 | 0.31 | 0.3 | 0.38 | 0.43 | 0.3 | 0.34 | 0.33 | 0.31 | 0.33 | 0.32 | 0.35 | 0.33 | 0.39
| SPLITSYSTEMAC:16_UNITARY_PACKAGE_FAN | 0.27 | 0.3 | 0.41 | 0.31 | 0.3 | 0.38 | 0.43 | 0.3 | 0.34 | 0.33 | 0.31 | 0.33 | 0.32 | 0.35 | 0.33 | 0.39
| SPLITSYSTEMAC:17_UNITARY_PACKAGE_FAN | 0.34 | 0.38 | 0.48 | 0.38 | 0.32 | 0.45 | 0.37 | 0.35 | 0.41 | 0.31 | 0.34 | 0.38 | 0.34 | 0.37 | 0.34 | 0.31
| SPLITSYSTEMAC:18_UNITARY_PACKAGE_FAN | 0.42 | 0.47 | 0.6 | 0.44 | 0.32 | 0.54 | 0.29 | 0.39 | 0.47 | 0.29 | 0.37 | 0.41 | 0.42 | 0.46 | 0.45 | 0.55
| SPLITSYSTEMAC:19_UNITARY_PACKAGE_FAN | 0.26 | 0.29 | 0.38 | 0.29 | 0.25 | 0.34 | 0.3 | 0.27 | 0.32 | 0.26 | 0.26 | 0.29 | 0.27 | 0.29 | 0.27 | 0.26
| SPLITSYSTEMAC:20_UNITARY_PACKAGE_FAN | 0.31 | 0.33 | 0.41 | 0.31 | 0.22 | 0.36 | 0.18 | 0.28 | 0.33 | 0.21 | 0.27 | 0.3 | 0.26 | 0.28 | 0.25 | 0.22
| SPLITSYSTEMAC:21_UNITARY_PACKAGE_FAN | 0.3 | 0.33 | 0.41 | 0.3 | 0.21 | 0.36 | 0.17 | 0.27 | 0.32 | 0.2 | 0.26 | 0.29 | 0.25 | 0.27 | 0.26 | 0.3
| SPLITSYSTEMAC:22_UNITARY_PACKAGE_FAN | 0.3 | 0.33 | 0.4 | 0.3 | 0.21 | 0.36 | 0.16 | 0.27 | 0.32 | 0.2 | 0.26 | 0.28 | 0.25 | 0.27 | 0.26 | 0.3
| SPLITSYSTEMAC:23_UNITARY_PACKAGE_FAN | 0.24 | 0.26 | 0.33 | 0.26 | 0.22 | 0.3 | 0.26 | 0.25 | 0.29 | 0.23 | 0.24 | 0.27 | 0.24 | 0.26 | 0.23 | 0.23
| SPLITSYSTEMAC:24_UNITARY_PACKAGE_FAN | 0.23 | 0.26 | 0.33 | 0.26 | 0.22 | 0.3 | 0.26 | 0.24 | 0.28 | 0.23 | 0.24 | 0.26 | 0.24 | 0.26 | 0.23 | 0.23
Utility Costs
Electric Utility Rates
| Average Annual Rate ($/kWh) | 0.079651 | 0.11761 | 0.10167 | 0.10414 | 0.12715 | 0.096495 | 0.14884 | 0.07224 | 0.03765 | 0.072269 | 0.052891 | 0.037701 | 0.058623 | 0.072781 | 0.057915 | 0.09408
| Total Cost ($/m2) | 9.86 | 12.59 | 11.01 | 9.78 | 10.54 | 9.59 | 11.1 | 6.33 | 3.2 | 5.36 | 4.4 | 3 | 4.86 | 5.57 | 4.42 | 7.07
Gas Utility Rates
| Average Annual Rate ($/MJ) | 0.011451 | 0.0081451 | 0.008464 | 0.010306 | 0.0084159 | 0.0080004 | 0.0085077 | 0.0098731 | 0.00707 | 0.008365 | 0.0085251 | 0.0070298 | 0.0079437 | 0.0082618 | 0.0079191 | 0.0041208
| Total Cost ($/m2) | 0.8 | 1.02 | 0.83 | 1.54 | 0.81 | 0.86 | 1.17 | 2.11 | 1.15 | 1.64 | 2.46 | 1.59 | 3.15 | 2.73 | 3.82 | 3.28
Total Utility Costs
| Cost Intensity ($/m2) | 33407.47 | 42650.26 | 37112.28 | 35474.46 | 35593.41 | 32754.85 | 38474.28 | 26458.45 | 13642.5 | 21931.89 | 21510.73 | 14386.04 | 25105.58 | 26001.41 | 25838.82 | 32441.52
Energy - End Uses
Electricity (kWh)
| Heating | 0 | 0 | 0 | 0 | 0 | 0 | 0 | 0 | 0 | 0 | 0 | 0 | 0 | 0 | 0 | 0
| Cooling | 151455.5556 | 105741.6667 | 106388.8889 | 70122.2222 | 38427.7778 | 80900 | 17811.1111 | 52875 | 42063.8889 | 16122.2222 | 40061.1111 | 28011.1111 | 37583.3333 | 19547.2222 | 18794.4444 | 11563.8889
| Interior Lighting | 48152.7778 | 48152.7778 | 48152.7778 | 48152.7778 | 48152.7778 | 48152.7778 | 48152.7778 | 48152.7778 | 48152.7778 | 48152.7778 | 48152.7778 | 48152.7778 | 48152.7778 | 48152.7778 | 48152.7778 | 48152.7778
| Exterior Lighting | 36288.8889 | 36225 | 36213.8889 | 36275 | 36269.4444 | 36233.3333 | 36194.4444 | 36230.5556 | 36225 | 36172.2222 | 36180.5556 | 36188.8889 | 36211.1111 | 36166.6667 | 36155.5556 | 35941.6667
| Interior Equipment | 124886.1111 | 124886.1111 | 124886.1111 | 124886.1111 | 124886.1111 | 124886.1111 | 124886.1111 | 124886.1111 | 124886.1111 | 124886.1111 | 124886.1111 | 124886.1111 | 124886.1111 | 124886.1111 | 124886.1111 | 124886.1111
| Exterior Equipment | 0 | 0 | 0 | 0 | 0 | 0 | 0 | 0 | 0 | 0 | 0 | 0 | 0 | 0 | 0 | 0
| Fans | 27133.3333 | 20475 | 23905.5556 | 14938.8889 | 12208.3333 | 21369.4444 | 6802.7778 | 12597.2222 | 15408.3333 | 7125 | 11336.1111 | 11952.7778 | 12805.5556 | 11086.1111 | 11269.4444 | 15141.6667
| Pumps | 0 | 0 | 0 | 0 | 0 | 0 | 0 | 0 | 0 | 0 | 0 | 0 | 0 | 0 | 0 | 0
| Heat Rejection | 0 | 0 | 0 | 0 | 0 | 0 | 0 | 0 | 0 | 0 | 0 | 0 | 0 | 0 | 0 | 0
| Humidification | 0 | 0 | 0 | 0 | 0 | 0 | 0 | 0 | 0 | 0 | 0 | 0 | 0 | 0 | 0 | 0
| Heat Recovery | 0 | 0 | 0 | 0 | 0 | 0 | 0 | 0 | 0 | 0 | 0 | 0 | 0 | 0 | 0 | 0
| Water Systems | 0 | 0 | 0 | 0 | 0 | 0 | 0 | 0 | 0 | 0 | 0 | 0 | 0 | 0 | 0 | 0
| Refrigeration | 0 | 0 | 0 | 0 | 0 | 0 | 0 | 0 | 0 | 0 | 0 | 0 | 0 | 0 | 0 | 0
| Generators | 0 | 0 | 0 | 0 | 0 | 0 | 0 | 0 | 0 | 0 | 0 | 0 | 0 | 0 | 0 | 0
| Total End Uses | 387916.6667 | 335483.3333 | 339547.2222 | 294375 | 259944.4444 | 311541.6667 | 233847.2222 | 274744.4444 | 266736.1111 | 232458.3333 | 260619.4444 | 249191.6667 | 259638.8889 | 239838.8889 | 239261.1111 | 235686.1111
Gas (MJ)
| Heating | 2120 | 132700 | 71200 | 167390 | 9690 | 72180 | 104110 | 337390 | 183050 | 264680 | 545960 | 351180 | 859780 | 645340 | 1088490 | 2018770
| Cooling | 0 | 0 | 0 | 0 | 0 | 0 | 0 | 0 | 0 | 0 | 0 | 0 | 0 | 0 | 0 | 0
| Interior Lighting | 0 | 0 | 0 | 0 | 0 | 0 | 0 | 0 | 0 | 0 | 0 | 0 | 0 | 0 | 0 | 0
| Exterior Lighting | 0 | 0 | 0 | 0 | 0 | 0 | 0 | 0 | 0 | 0 | 0 | 0 | 0 | 0 | 0 | 0
| Interior Equipment | 0 | 0 | 0 | 0 | 0 | 0 | 0 | 0 | 0 | 0 | 0 | 0 | 0 | 0 | 0 | 0
| Exterior Equipment | 0 | 0 | 0 | 0 | 0 | 0 | 0 | 0 | 0 | 0 | 0 | 0 | 0 | 0 | 0 | 0
| Fans | 0 | 0 | 0 | 0 | 0 | 0 | 0 | 0 | 0 | 0 | 0 | 0 | 0 | 0 | 0 | 0
| Pumps | 0 | 0 | 0 | 0 | 0 | 0 | 0 | 0 | 0 | 0 | 0 | 0 | 0 | 0 | 0 | 0
| Heat Rejection | 0 | 0 | 0 | 0 | 0 | 0 | 0 | 0 | 0 | 0 | 0 | 0 | 0 | 0 | 0 | 0
| Humidification | 0 | 0 | 0 | 0 | 0 | 0 | 0 | 0 | 0 | 0 | 0 | 0 | 0 | 0 | 0 | 0
| Heat Recovery | 0 | 0 | 0 | 0 | 0 | 0 | 0 | 0 | 0 | 0 | 0 | 0 | 0 | 0 | 0 | 0
| Water Systems | 217040 | 259450 | 235050 | 300180 | 292310 | 264400 | 327150 | 332200 | 326130 | 348860 | 360330 | 358850 | 384580 | 389010 | 424570 | 473030
| Refrigeration | 0 | 0 | 0 | 0 | 0 | 0 | 0 | 0 | 0 | 0 | 0 | 0 | 0 | 0 | 0 | 0
| Generators | 0 | 0 | 0 | 0 | 0 | 0 | 0 | 0 | 0 | 0 | 0 | 0 | 0 | 0 | 0 | 0
| Total End Uses | 219160 | 392150 | 306250 | 467570 | 302010 | 336580 | 431260 | 669580 | 509180 | 613540 | 906290 | 710030 | 1244360 | 1034360 | 1513060 | 2491800
Purchased Cooling (MJ)
| Heating | 0 | 0 | 0 | 0 | 0 | 0 | 0 | 0 | 0 | 0 | 0 | 0 | 0 | 0 | 0 | 0
| Cooling | 0 | 0 | 0 | 0 | 0 | 0 | 0 | 0 | 0 | 0 | 0 | 0 | 0 | 0 | 0 | 0
| Interior Lighting | 0 | 0 | 0 | 0 | 0 | 0 | 0 | 0 | 0 | 0 | 0 | 0 | 0 | 0 | 0 | 0
| Exterior Lighting | 0 | 0 | 0 | 0 | 0 | 0 | 0 | 0 | 0 | 0 | 0 | 0 | 0 | 0 | 0 | 0
| Interior Equipment | 0 | 0 | 0 | 0 | 0 | 0 | 0 | 0 | 0 | 0 | 0 | 0 | 0 | 0 | 0 | 0
| Exterior Equipment | 0 | 0 | 0 | 0 | 0 | 0 | 0 | 0 | 0 | 0 | 0 | 0 | 0 | 0 | 0 | 0
| Fans | 0 | 0 | 0 | 0 | 0 | 0 | 0 | 0 | 0 | 0 | 0 | 0 | 0 | 0 | 0 | 0
| Pumps | 0 | 0 | 0 | 0 | 0 | 0 | 0 | 0 | 0 | 0 | 0 | 0 | 0 | 0 | 0 | 0
| Heat Rejection | 0 | 0 | 0 | 0 | 0 | 0 | 0 | 0 | 0 | 0 | 0 | 0 | 0 | 0 | 0 | 0
| Humidification | 0 | 0 | 0 | 0 | 0 | 0 | 0 | 0 | 0 | 0 | 0 | 0 | 0 | 0 | 0 | 0
| Heat Recovery | 0 | 0 | 0 | 0 | 0 | 0 | 0 | 0 | 0 | 0 | 0 | 0 | 0 | 0 | 0 | 0
| Water Systems | 0 | 0 | 0 | 0 | 0 | 0 | 0 | 0 | 0 | 0 | 0 | 0 | 0 | 0 | 0 | 0
| Refrigeration | 0 | 0 | 0 | 0 | 0 | 0 | 0 | 0 | 0 | 0 | 0 | 0 | 0 | 0 | 0 | 0
| Generators | 0 | 0 | 0 | 0 | 0 | 0 | 0 | 0 | 0 | 0 | 0 | 0 | 0 | 0 | 0 | 0
| Total End Uses | 0 | 0 | 0 | 0 | 0 | 0 | 0 | 0 | 0 | 0 | 0 | 0 | 0 | 0 | 0 | 0
Purchased Heating (MJ)
| Heating | 0 | 0 | 0 | 0 | 0 | 0 | 0 | 0 | 0 | 0 | 0 | 0 | 0 | 0 | 0 | 0
| Cooling | 0 | 0 | 0 | 0 | 0 | 0 | 0 | 0 | 0 | 0 | 0 | 0 | 0 | 0 | 0 | 0
| Interior Lighting | 0 | 0 | 0 | 0 | 0 | 0 | 0 | 0 | 0 | 0 | 0 | 0 | 0 | 0 | 0 | 0
| Exterior Lighting | 0 | 0 | 0 | 0 | 0 | 0 | 0 | 0 | 0 | 0 | 0 | 0 | 0 | 0 | 0 | 0
| Interior Equipment | 0 | 0 | 0 | 0 | 0 | 0 | 0 | 0 | 0 | 0 | 0 | 0 | 0 | 0 | 0 | 0
| Exterior Equipment | 0 | 0 | 0 | 0 | 0 | 0 | 0 | 0 | 0 | 0 | 0 | 0 | 0 | 0 | 0 | 0
| Fans | 0 | 0 | 0 | 0 | 0 | 0 | 0 | 0 | 0 | 0 | 0 | 0 | 0 | 0 | 0 | 0
| Pumps | 0 | 0 | 0 | 0 | 0 | 0 | 0 | 0 | 0 | 0 | 0 | 0 | 0 | 0 | 0 | 0
| Heat Rejection | 0 | 0 | 0 | 0 | 0 | 0 | 0 | 0 | 0 | 0 | 0 | 0 | 0 | 0 | 0 | 0
| Humidification | 0 | 0 | 0 | 0 | 0 | 0 | 0 | 0 | 0 | 0 | 0 | 0 | 0 | 0 | 0 | 0
| Heat Recovery | 0 | 0 | 0 | 0 | 0 | 0 | 0 | 0 | 0 | 0 | 0 | 0 | 0 | 0 | 0 | 0
| Water Systems | 0 | 0 | 0 | 0 | 0 | 0 | 0 | 0 | 0 | 0 | 0 | 0 | 0 | 0 | 0 | 0
| Refrigeration | 0 | 0 | 0 | 0 | 0 | 0 | 0 | 0 | 0 | 0 | 0 | 0 | 0 | 0 | 0 | 0
| Generators | 0 | 0 | 0 | 0 | 0 | 0 | 0 | 0 | 0 | 0 | 0 | 0 | 0 | 0 | 0 | 0
| Total End Uses | 0 | 0 | 0 | 0 | 0 | 0 | 0 | 0 | 0 | 0 | 0 | 0 | 0 | 0 | 0 | 0
| Total Building (MJ) | 1615660 | 1599880 | 1528620 | 1527330 | 1237810 | 1458130 | 1273110 | 1658660 | 1469430 | 1450390 | 1844510 | 1607120 | 2179060 | 1897780 | 2374390 | 3340270
Energy - End Use Intensities
Electricity (MJ/m2)
| Heating (elec) | 0 | 0 | 0 | 0 | 0 | 0 | 0 | 0 | 0 | 0 | 0 | 0 | 0 | 0 | 0 | 0
| Cooling (elec) | 173.943 | 121.4417 | 122.185 | 80.5337 | 44.1334 | 92.9117 | 20.4556 | 60.7256 | 48.3093 | 18.516 | 46.0092 | 32.1701 | 43.1635 | 22.4495 | 21.585 | 13.2808
| Interior Lighting (elec) | 55.3023 | 55.3023 | 55.3023 | 55.3023 | 55.3023 | 55.3023 | 55.3023 | 55.3023 | 55.3023 | 55.3023 | 55.3023 | 55.3023 | 55.3023 | 55.3023 | 55.3023 | 55.3023
| Exterior Lighting (elec) | 41.6769 | 41.6035 | 41.5908 | 41.661 | 41.6546 | 41.6131 | 41.5684 | 41.6099 | 41.6035 | 41.5429 | 41.5525 | 41.5621 | 41.5876 | 41.5365 | 41.5238 | 41.2781
| Interior Equipment (elec) | 143.4286 | 143.4286 | 143.4286 | 143.4286 | 143.4286 | 143.4286 | 143.4286 | 143.4286 | 143.4286 | 143.4286 | 143.4286 | 143.4286 | 143.4286 | 143.4286 | 143.4286 | 143.4286
| Exterior Equipment (elec) | 0 | 0 | 0 | 0 | 0 | 0 | 0 | 0 | 0 | 0 | 0 | 0 | 0 | 0 | 0 | 0
| Fans (elec) | 31.162 | 23.515 | 27.4549 | 17.1569 | 14.021 | 24.5423 | 7.8128 | 14.4676 | 17.6961 | 8.1829 | 13.0192 | 13.7275 | 14.7069 | 12.7321 | 12.9427 | 17.3898
| Pumps (elec) | 0 | 0 | 0 | 0 | 0 | 0 | 0 | 0 | 0 | 0 | 0 | 0 | 0 | 0 | 0 | 0
| Heat Rejection (elec) | 0 | 0 | 0 | 0 | 0 | 0 | 0 | 0 | 0 | 0 | 0 | 0 | 0 | 0 | 0 | 0
| Humidification (elec) | 0 | 0 | 0 | 0 | 0 | 0 | 0 | 0 | 0 | 0 | 0 | 0 | 0 | 0 | 0 | 0
| Heat Recovery (elec) | 0 | 0 | 0 | 0 | 0 | 0 | 0 | 0 | 0 | 0 | 0 | 0 | 0 | 0 | 0 | 0
| Water Systems (elec) | 0 | 0 | 0 | 0 | 0 | 0 | 0 | 0 | 0 | 0 | 0 | 0 | 0 | 0 | 0 | 0
| Refrigeration (elec) | 0 | 0 | 0 | 0 | 0 | 0 | 0 | 0 | 0 | 0 | 0 | 0 | 0 | 0 | 0 | 0
| Generators (elec) | 0 | 0 | 0 | 0 | 0 | 0 | 0 | 0 | 0 | 0 | 0 | 0 | 0 | 0 | 0 | 0
| Total End Uses | 445.5128 | 385.2944 | 389.9617 | 338.0825 | 298.5398 | 357.798 | 268.5678 | 315.5373 | 306.3399 | 266.9727 | 299.3151 | 286.1905 | 298.1889 | 275.4491 | 274.7855 | 270.6797
Gas (MJ/m2)
| Heating (gas) | 0.67632 | 42.3341 | 22.7143 | 53.4009 | 3.0913 | 23.0269 | 33.2133 | 107.6345 | 58.3968 | 84.4385 | 174.1727 | 112.0338 | 274.2879 | 205.877 | 347.2512 | 644.03
| Cooling (gas) | 0 | 0 | 0 | 0 | 0 | 0 | 0 | 0 | 0 | 0 | 0 | 0 | 0 | 0 | 0 | 0
| Interior Lighting (gas) | 0 | 0 | 0 | 0 | 0 | 0 | 0 | 0 | 0 | 0 | 0 | 0 | 0 | 0 | 0 | 0
| Exterior Lighting (gas) | 0 | 0 | 0 | 0 | 0 | 0 | 0 | 0 | 0 | 0 | 0 | 0 | 0 | 0 | 0 | 0
| Interior Equipment (gas) | 0 | 0 | 0 | 0 | 0 | 0 | 0 | 0 | 0 | 0 | 0 | 0 | 0 | 0 | 0 | 0
| Exterior Equipment (gas) | 0 | 0 | 0 | 0 | 0 | 0 | 0 | 0 | 0 | 0 | 0 | 0 | 0 | 0 | 0 | 0
| Fans (gas) | 0 | 0 | 0 | 0 | 0 | 0 | 0 | 0 | 0 | 0 | 0 | 0 | 0 | 0 | 0 | 0
| Pumps (gas) | 0 | 0 | 0 | 0 | 0 | 0 | 0 | 0 | 0 | 0 | 0 | 0 | 0 | 0 | 0 | 0
| Heat Rejection (gas) | 0 | 0 | 0 | 0 | 0 | 0 | 0 | 0 | 0 | 0 | 0 | 0 | 0 | 0 | 0 | 0
| Humidification (gas) | 0 | 0 | 0 | 0 | 0 | 0 | 0 | 0 | 0 | 0 | 0 | 0 | 0 | 0 | 0 | 0
| Heat Recovery (gas) | 0 | 0 | 0 | 0 | 0 | 0 | 0 | 0 | 0 | 0 | 0 | 0 | 0 | 0 | 0 | 0
| Water Systems (gas) | 69.2403 | 82.77 | 74.9859 | 95.7637 | 93.253 | 84.3491 | 104.3677 | 105.9788 | 104.0423 | 111.2937 | 114.9528 | 114.4807 | 122.6891 | 124.1024 | 135.4467 | 150.9065
| Refrigeration (gas) | 0 | 0 | 0 | 0 | 0 | 0 | 0 | 0 | 0 | 0 | 0 | 0 | 0 | 0 | 0 | 0
| Generators (gas) | 0 | 0 | 0 | 0 | 0 | 0 | 0 | 0 | 0 | 0 | 0 | 0 | 0 | 0 | 0 | 0
| Total End Uses | 69.9166 | 125.1041 | 97.7002 | 149.1646 | 96.3475 | 107.3761 | 137.581 | 213.6101 | 162.4391 | 195.7321 | 289.1255 | 226.5145 | 396.977 | 329.9825 | 482.6979 | 794.9365
Purchased Cooling (MJ/m2)
| Heating | 0 | 0 | 0 | 0 | 0 | 0 | 0 | 0 | 0 | 0 | 0 | 0 | 0 | 0 | 0 | 0
| Cooling | 0 | 0 | 0 | 0 | 0 | 0 | 0 | 0 | 0 | 0 | 0 | 0 | 0 | 0 | 0 | 0
| Interior Lighting | 0 | 0 | 0 | 0 | 0 | 0 | 0 | 0 | 0 | 0 | 0 | 0 | 0 | 0 | 0 | 0
| Exterior Lighting | 0 | 0 | 0 | 0 | 0 | 0 | 0 | 0 | 0 | 0 | 0 | 0 | 0 | 0 | 0 | 0
| Interior Equipment | 0 | 0 | 0 | 0 | 0 | 0 | 0 | 0 | 0 | 0 | 0 | 0 | 0 | 0 | 0 | 0
| Exterior Equipment | 0 | 0 | 0 | 0 | 0 | 0 | 0 | 0 | 0 | 0 | 0 | 0 | 0 | 0 | 0 | 0
| Fans | 0 | 0 | 0 | 0 | 0 | 0 | 0 | 0 | 0 | 0 | 0 | 0 | 0 | 0 | 0 | 0
| Pumps | 0 | 0 | 0 | 0 | 0 | 0 | 0 | 0 | 0 | 0 | 0 | 0 | 0 | 0 | 0 | 0
| Heat Rejection | 0 | 0 | 0 | 0 | 0 | 0 | 0 | 0 | 0 | 0 | 0 | 0 | 0 | 0 | 0 | 0
| Humidification | 0 | 0 | 0 | 0 | 0 | 0 | 0 | 0 | 0 | 0 | 0 | 0 | 0 | 0 | 0 | 0
| Heat Recovery | 0 | 0 | 0 | 0 | 0 | 0 | 0 | 0 | 0 | 0 | 0 | 0 | 0 | 0 | 0 | 0
| Water Systems | 0 | 0 | 0 | 0 | 0 | 0 | 0 | 0 | 0 | 0 | 0 | 0 | 0 | 0 | 0 | 0
| Refrigeration | 0 | 0 | 0 | 0 | 0 | 0 | 0 | 0 | 0 | 0 | 0 | 0 | 0 | 0 | 0 | 0
| Generators | 0 | 0 | 0 | 0 | 0 | 0 | 0 | 0 | 0 | 0 | 0 | 0 | 0 | 0 | 0 | 0
| Total End Uses | 0 | 0 | 0 | 0 | 0 | 0 | 0 | 0 | 0 | 0 | 0 | 0 | 0 | 0 | 0 | 0
Purchased Heating (MJ/m2)
| Heating | 0 | 0 | 0 | 0 | 0 | 0 | 0 | 0 | 0 | 0 | 0 | 0 | 0 | 0 | 0 | 0
| Cooling | 0 | 0 | 0 | 0 | 0 | 0 | 0 | 0 | 0 | 0 | 0 | 0 | 0 | 0 | 0 | 0
| Interior Lighting | 0 | 0 | 0 | 0 | 0 | 0 | 0 | 0 | 0 | 0 | 0 | 0 | 0 | 0 | 0 | 0
| Exterior Lighting | 0 | 0 | 0 | 0 | 0 | 0 | 0 | 0 | 0 | 0 | 0 | 0 | 0 | 0 | 0 | 0
| Interior Equipment | 0 | 0 | 0 | 0 | 0 | 0 | 0 | 0 | 0 | 0 | 0 | 0 | 0 | 0 | 0 | 0
| Exterior Equipment | 0 | 0 | 0 | 0 | 0 | 0 | 0 | 0 | 0 | 0 | 0 | 0 | 0 | 0 | 0 | 0
| Fans | 0 | 0 | 0 | 0 | 0 | 0 | 0 | 0 | 0 | 0 | 0 | 0 | 0 | 0 | 0 | 0
| Pumps | 0 | 0 | 0 | 0 | 0 | 0 | 0 | 0 | 0 | 0 | 0 | 0 | 0 | 0 | 0 | 0
| Heat Rejection | 0 | 0 | 0 | 0 | 0 | 0 | 0 | 0 | 0 | 0 | 0 | 0 | 0 | 0 | 0 | 0
| Humidification | 0 | 0 | 0 | 0 | 0 | 0 | 0 | 0 | 0 | 0 | 0 | 0 | 0 | 0 | 0 | 0
| Heat Recovery | 0 | 0 | 0 | 0 | 0 | 0 | 0 | 0 | 0 | 0 | 0 | 0 | 0 | 0 | 0 | 0
| Water Systems | 0 | 0 | 0 | 0 | 0 | 0 | 0 | 0 | 0 | 0 | 0 | 0 | 0 | 0 | 0 | 0
| Refrigeration | 0 | 0 | 0 | 0 | 0 | 0 | 0 | 0 | 0 | 0 | 0 | 0 | 0 | 0 | 0 | 0
| Generators | 0 | 0 | 0 | 0 | 0 | 0 | 0 | 0 | 0 | 0 | 0 | 0 | 0 | 0 | 0 | 0
| Total End Uses | 0 | 0 | 0 | 0 | 0 | 0 | 0 | 0 | 0 | 0 | 0 | 0 | 0 | 0 | 0 | 0
| Total Building (MJ/m2) | 515.4295 | 510.3953 | 487.6619 | 487.2503 | 394.8874 | 465.1741 | 406.1488 | 529.1474 | 468.779 | 462.7049 | 588.4374 | 512.705 | 695.1659 | 605.4317 | 757.4802 | 1065.6162
Peak Energy Demand
Electricity Peak Demand (kW)
| Jan | 66.7091 | 58.4018 | 52.6318 | 49.1877 | 50.5761 | 45.5865 | 45.159 | 45.0294 | 45.133 | 42.9675 | 44.5524 | 44.1825 | 45.3308 | 45.4312 | 45.367 | 47.669
| Feb | 69.2428 | 58.3773 | 55.0342 | 51.5391 | 50.5136 | 50.0429 | 49.5084 | 43.3735 | 47.4199 | 43.9864 | 43.3927 | 45.1406 | 44.4338 | 44.2627 | 45.2824 | 46.8743
| Mar | 72.5711 | 65.6342 | 66.0218 | 56.5828 | 49.4698 | 53.4121 | 45.9416 | 48.3252 | 48.0216 | 47.0567 | 45.275 | 48.7322 | 43.4664 | 45.8677 | 43.7834 | 44.0727
| Apr | 77.0489 | 75.2088 | 68.2408 | 63.3325 | 57.1641 | 68.6133 | 49.2309 | 55.9558 | 55.6919 | 46.0389 | 47.6968 | 52.8301 | 50.8604 | 45.0497 | 44.0897 | 41.8293
| May | 81.7025 | 86.5746 | 92.7671 | 74.0711 | 56.3893 | 75.7853 | 50.2614 | 63.2954 | 62.0121 | 51.9804 | 62.1211 | 57.9075 | 76.7728 | 51.1829 | 50.8465 | 46.4427
| Jun | 89.6107 | 86.1754 | 105.5939 | 77.469 | 55.1116 | 92.1332 | 51.0332 | 84.0418 | 68.5781 | 53.4774 | 69.6841 | 63.2289 | 79.8137 | 65.4983 | 65.1098 | 56.7263
| Jul | 84.7888 | 90.4193 | 101.2384 | 87.4933 | 56.9749 | 91.8612 | 63.2919 | 86.4148 | 71.7555 | 58.3628 | 81.1049 | 67.7848 | 80.8567 | 67.5965 | 73.2772 | 58.9651
| Aug | 87.138 | 93.6309 | 105.2693 | 79.67 | 61.0275 | 89.3535 | 52.5059 | 88.0934 | 70.3252 | 58.5717 | 84.052 | 66.141 | 82.78 | 64.1031 | 71.9273 | 52.8562
| Sep | 82.165 | 85.8982 | 91.2242 | 72.5145 | 61.8759 | 82.2057 | 63.5687 | 68.5807 | 63.4995 | 65.8509 | 66.4239 | 60.0831 | 62.5032 | 58.9287 | 57.3442 | 44.4307
| Oct | 82.068 | 77.0992 | 72.3862 | 65.6718 | 58.4637 | 69.2698 | 54.2881 | 62.6221 | 59.4841 | 49.6515 | 54.5898 | 55.6599 | 58.7162 | 50.6976 | 52.581 | 43.9423
| Nov | 73.4006 | 65.8932 | 59.9471 | 51.2646 | 51.8155 | 50.1434 | 46.7914 | 55.3441 | 47.3449 | 45.8321 | 53.0818 | 45.5292 | 44.8632 | 43.0856 | 44.2662 | 45.1866
| Dec | 66.6732 | 61.7262 | 49.3787 | 46.3546 | 49.7132 | 46.6122 | 44.4933 | 43.4278 | 44.208 | 43.107 | 45.0626 | 44.5823 | 45.1576 | 45.1744 | 45.2297 | 46.9128
Time of Peak Electrical Demand
| Jan | 23-JAN-18:15 | 22-JAN-18:30 | 28-JAN-18:15 | 23-JAN-18:15 | 25-JAN-18:15 | 30-JAN-18:15 | 16-JAN-18:15 | 17-JAN-18:00 | 26-JAN-18:15 | 31-JAN-18:15 | 07-JAN-18:00 | 05-JAN-18:00 | 04-JAN-18:15 | 16-JAN-18:15 | 08-JAN-18:00 | 12-JAN-18:15
| Feb | 24-FEB-18:30 | 22-FEB-18:15 | 28-FEB-18:30 | 20-FEB-18:30 | 13-FEB-18:15 | 27-FEB-18:15 | 15-FEB-18:15 | 16-FEB-18:15 | 14-FEB-18:15 | 24-FEB-18:15 | 03-FEB-18:00 | 12-FEB-18:15 | 03-FEB-18:00 | 25-FEB-18:00 | 01-FEB-18:00 | 04-FEB-18:00
| Mar | 13-MAR-18:30 | 26-MAR-18:45 | 17-MAR-18:45 | 28-MAR-18:00 | 04-MAR-18:15 | 30-MAR-17:00 | 01-MAR-18:15 | 09-MAR-18:00 | 02-MAR-18:15 | 29-MAR-18:30 | 31-MAR-18:15 | 30-MAR-18:30 | 19-MAR-18:30 | 28-MAR-18:45 | 08-MAR-18:00 | 11-MAR-18:00
| Apr | 01-APR-18:45 | 30-APR-18:00 | 01-APR-17:15 | 15-APR-19:15 | 11-APR-18:30 | 21-APR-18:15 | 29-APR-18:00 | 05-APR-18:30 | 21-APR-18:45 | 29-APR-19:15 | 28-APR-18:45 | 26-APR-18:45 | 02-APR-18:45 | 06-APR-18:00 | 04-APR-18:45 | 01-APR-19:00
| May | 15-MAY-18:00 | 26-MAY-19:15 | 28-MAY-17:15 | 14-MAY-19:30 | 30-MAY-18:00 | 31-MAY-17:15 | 25-MAY-19:15 | 15-MAY-17:15 | 31-MAY-17:15 | 04-MAY-19:30 | 30-MAY-17:15 | 23-MAY-19:15 | 27-MAY-17:15 | 25-MAY-19:00 | 31-MAY-19:00 | 24-MAY-17:30
| Jun | 27-JUN-19:15 | 13-JUN-17:30 | 27-JUN-19:45 | 19-JUN-17:30 | 28-JUN-19:15 | 27-JUN-18:00 | 16-JUN-19:30 | 30-JUN-17:15 | 20-JUN-17:15 | 27-JUN-17:00 | 20-JUN-17:15 | 27-JUN-17:15 | 29-JUN-17:45 | 25-JUN-17:00 | 14-JUN-19:00 | 20-JUN-17:00
| Jul | 12-JUL-19:15 | 03-JUL-19:30 | 19-JUL-17:30 | 03-JUL-17:00 | 29-JUL-18:00 | 25-JUL-18:00 | 02-JUL-19:30 | 24-JUL-19:30 | 30-JUL-19:15 | 24-JUL-17:00 | 13-JUL-17:15 | 10-JUL-19:30 | 15-JUL-19:00 | 21-JUL-17:15 | 06-JUL-17:00 | 29-JUL-17:30
| Aug | 21-AUG-18:00 | 06-AUG-19:15 | 01-AUG-19:30 | 14-AUG-17:15 | 16-AUG-18:45 | 04-AUG-18:45 | 27-AUG-18:45 | 17-AUG-18:00 | 01-AUG-19:15 | 06-AUG-19:45 | 04-AUG-19:15 | 29-AUG-17:15 | 25-AUG-18:00 | 09-AUG-17:15 | 13-AUG-19:30 | 15-AUG-17:15
| Sep | 03-SEP-18:45 | 16-SEP-18:30 | 09-SEP-18:45 | 05-SEP-18:00 | 25-SEP-17:45 | 01-SEP-18:15 | 28-SEP-17:00 | 09-SEP-18:30 | 02-SEP-18:30 | 02-SEP-18:00 | 06-SEP-18:15 | 02-SEP-16:15 | 14-SEP-18:30 | 01-SEP-17:15 | 08-SEP-18:45 | 09-SEP-19:45
| Oct | 07-OCT-17:00 | 29-OCT-17:45 | 13-OCT-17:00 | 21-OCT-17:00 | 05-OCT-17:45 | 03-OCT-17:30 | 13-OCT-17:45 | 20-OCT-17:30 | 01-OCT-17:00 | 09-OCT-17:45 | 31-OCT-18:15 | 01-OCT-17:45 | 08-OCT-17:45 | 06-OCT-17:00 | 07-OCT-17:45 | 30-OCT-18:15
| Nov | 01-NOV-18:15 | 27-NOV-18:30 | 13-NOV-17:30 | 19-NOV-18:15 | 09-NOV-18:15 | 10-NOV-18:15 | 11-NOV-18:15 | 04-NOV-18:30 | 10-NOV-18:15 | 04-NOV-18:15 | 02-NOV-18:15 | 04-NOV-18:15 | 02-NOV-18:15 | 06-NOV-18:15 | 24-NOV-18:00 | 22-NOV-18:00
| Dec | 17-DEC-18:15 | 02-DEC-18:00 | 13-DEC-18:15 | 03-DEC-18:15 | 18-DEC-18:00 | 05-DEC-18:15 | 17-DEC-18:15 | 20-DEC-18:00 | 10-DEC-18:15 | 13-DEC-18:15 | 31-DEC-18:00 | 11-DEC-18:15 | 31-DEC-18:00 | 11-DEC-18:00 | 31-DEC-18:00 | 29-DEC-18:15
Water Consumption (m3)
| Cooling | 0 | 0 | 0 | 0 | 0 | 0 | 0 | 0 | 0 | 0 | 0 | 0 | 0 | 0 | 0 | 0
| Heat Rejection | 0 | 0 | 0 | 0 | 0 | 0 | 0 | 0 | 0 | 0 | 0 | 0 | 0 | 0 | 0 | 0
| Water Systems | 1874.65 | 1874.65 | 1874.65 | 1874.65 | 1874.65 | 1874.65 | 1874.65 | 1874.65 | 1874.65 | 1874.65 | 1874.65 | 1874.65 | 1874.65 | 1874.65 | 1874.65 | 1874.65
| Total Building | 1874.65 | 1874.65 | 1874.65 | 1874.65 | 1874.65 | 1874.65 | 1874.65 | 1874.65 | 1874.65 | 1874.65 | 1874.65 | 1874.65 | 1874.65 | 1874.65 | 1874.65 | 1874.65
Emissions
| Carbon Equivalent (kg) | 110337.8297 | 118975.3052 | 108023.674 | 99110.2963 | 35824.5896 | 111144.3035 | 35105.6067 | 86215.6108 | 118143.2935 | 27994.7211 | 155291.7506 | 114598.1672 | 111311.58 | 106298.321 | 109181.5976 | 111252.8095
| CO2 (kg) | 257760.22 | 301229.65 | 257007.3766 | 230164.8857 | 96840.2611 | 266406.8816 | 95431.9846 | 201149.47 | 280418.9344 | 72184.542 | 367810.4343 | 274183.4149 | 269716.9792 | 257743.3468 | 267635.2559 | 295952.7364
| NOX (kg) | 444.8164 | 387.6329 | 421.9024 | 419.5242 | 83.6931 | 424.0509 | 82.8388 | 364.1007 | 469.5451 | 93.6421 | 626.6336 | 449.7448 | 432.7375 | 410.7841 | 416.1022 | 325.9912
| SO2 (kg) | 1660.4934 | 1600.3558 | 1365.4728 | 1033.3862 | 756.4871 | 1713.8128 | 680.5845 | 1003.1053 | 1164.9217 | 179.8362 | 1756.6081 | 1088.3612 | 613.1217 | 640.6751 | 565.0977 | 1200.4007
| PM (kg) | 0 | 0 | 0 | 0 | 0 | 0 | 0 | 0 | 0 | 0 | 0 | 0 | 0 | 0 | 0 | 0
| Hg (kg) | 0.0076 | 0.0045 | 0.0037 | 0.0038 | 0.0004 | 0.0032 | 0.0004 | 0.0041 | 0.0046 | 0.0008 | 0.0054 | 0.0043 | 0.0046 | 0.0046 | 0.0043 | 0.0043
| Water for Electricity (m3) | 205.5015 | 545.8691 | 10086.1 | 1837.97 | 4564.04 | 8546.8 | 4105.84 | 62.3772 | 1211.2 | 2374.98 | 404.3352 | 1131.53 | 402.8135 | 15192.4 | 371.1978 | 240.795

## Miami (hidden)
| Total Energy [GJ] | Energy Per Total Building Area [MJ/m2] | Energy Per Conditioned Building Area [MJ/m2]
Total Site Energy | 1615.66 | 515.43 | 515.43
Net Site Energy | 1615.66 | 515.43 | 515.43
Total Source Energy | 4871.5 | 1554.11 | 1554.11
Net Source Energy | 4871.5 | 1554.11 | 1554.11
Area [m2]
Total Building Area | 3134.59
Net Conditioned Building Area | 3134.59
Unconditioned Building Area | 0
| Electricity [GJ] | Natural Gas [GJ] | Other Fuel [GJ] | District Cooling [GJ] | District Heating [GJ] | Water [m3]
Heating | 0 | 2.12 | 0 | 0 | 0 | 0
Cooling | 545.24 | 0 | 0 | 0 | 0 | 0
Interior Lighting | 173.35 | 0 | 0 | 0 | 0 | 0
Exterior Lighting | 130.64 | 0 | 0 | 0 | 0 | 0
Interior Equipment | 449.59 | 0 | 0 | 0 | 0 | 0
Exterior Equipment | 0 | 0 | 0 | 0 | 0 | 0
Fans | 97.68 | 0 | 0 | 0 | 0 | 0
Pumps | 0 | 0 | 0 | 0 | 0 | 0
Heat Rejection | 0 | 0 | 0 | 0 | 0 | 0
Humidification | 0 | 0 | 0 | 0 | 0 | 0
Heat Recovery | 0 | 0 | 0 | 0 | 0 | 0
Water Systems | 0 | 217.04 | 0 | 0 | 0 | 1874.65
Refrigeration | 0 | 0 | 0 | 0 | 0 | 0
Generators | 0 | 0 | 0 | 0 | 0 | 0
Total End Uses | 1396.5 | 219.16 | 0 | 0 | 0 | 1874.65
| Area [m2] | Conditioned (Y/N) | Volume [m3] | Multipliers | Gross Wall Area [m2] | Window Glass Area [m2] | Lighting [W/m2] | People [m2] per person | Plug and Process [W/m2]
G SW APARTMENT | 88.25 | Yes | 268.96 | 1 | 58.52 | 8.55 | 3.875 | 35.3 | 5.38
G NW APARTMENT | 88.25 | Yes | 268.96 | 1 | 58.52 | 8.55 | 3.875 | 35.3 | 5.38
OFFICE | 88.25 | Yes | 268.96 | 1 | 58.52 | 8.55 | 10.76 | 44.12 | 12.9
G NE APARTMENT | 88.25 | Yes | 268.96 | 1 | 58.52 | 8.55 | 3.875 | 35.3 | 5.38
G N1 APARTMENT | 88.25 | Yes | 268.96 | 1 | 35.3 | 5.2 | 3.875 | 35.3 | 5.38
G N2 APARTMENT | 88.25 | Yes | 268.96 | 1 | 35.3 | 5.2 | 3.875 | 35.3 | 5.38
G S1 APARTMENT | 88.25 | Yes | 268.96 | 1 | 35.3 | 5.2 | 3.875 | 35.3 | 5.38
G S2 APARTMENT | 88.25 | Yes | 268.96 | 1 | 35.3 | 5.2 | 3.875 | 35.3 | 5.38
M SW APARTMENT | 88.25 | Yes | 268.96 | 2 | 58.52 | 8.55 | 3.875 | 35.3 | 5.38
M NW APARTMENT | 88.25 | Yes | 268.96 | 2 | 58.52 | 8.55 | 3.875 | 35.3 | 5.38
M SE APARTMENT | 88.25 | Yes | 268.96 | 2 | 58.52 | 8.55 | 3.875 | 35.3 | 5.38
M NE APARTMENT | 88.25 | Yes | 268.96 | 2 | 58.52 | 8.55 | 3.875 | 35.3 | 5.38
M N1 APARTMENT | 88.25 | Yes | 268.96 | 2 | 35.3 | 5.2 | 3.875 | 35.3 | 5.38
M N2 APARTMENT | 88.25 | Yes | 268.96 | 2 | 35.3 | 5.2 | 3.875 | 35.3 | 5.38
M S1 APARTMENT | 88.25 | Yes | 268.96 | 2 | 35.3 | 5.2 | 3.875 | 35.3 | 5.38
M S2 APARTMENT | 88.25 | Yes | 268.96 | 2 | 35.3 | 5.2 | 3.875 | 35.3 | 5.38
T SW APARTMENT | 88.25 | Yes | 268.96 | 1 | 58.52 | 8.55 | 3.875 | 35.3 | 5.38
T NW APARTMENT | 88.25 | Yes | 268.96 | 1 | 58.52 | 8.55 | 3.875 | 35.3 | 5.38
T SE APARTMENT | 88.25 | Yes | 268.96 | 1 | 58.52 | 8.55 | 3.875 | 35.3 | 5.38
T NE APARTMENT | 88.25 | Yes | 268.96 | 1 | 58.52 | 8.55 | 3.875 | 35.3 | 5.38
T N1 APARTMENT | 88.25 | Yes | 268.96 | 1 | 35.3 | 5.2 | 3.875 | 35.3 | 5.38
T N2 APARTMENT | 88.25 | Yes | 268.96 | 1 | 35.3 | 5.2 | 3.875 | 35.3 | 5.38
T S1 APARTMENT | 88.25 | Yes | 268.96 | 1 | 35.3 | 5.2 | 3.875 | 35.3 | 5.38
T S2 APARTMENT | 88.25 | Yes | 268.96 | 1 | 35.3 | 5.2 | 3.875 | 35.3 | 5.38
T CORRIDOR | 77.66 | Yes | 236.69 | 1 | 10.22 | 2.23 | 5.38 |  | 0
G CORRIDOR | 77.66 | Yes | 236.69 | 1 | 10.22 | 4.43 | 5.38 |  | 209.035
M CORRIDOR | 77.66 | Yes | 236.69 | 2 | 10.22 | 2.23 | 5.38 |  | 0
Total | 3134.59 |  | 9553.6 |  | 1542.01 | 231.09 | 4.218 | 39.43 | 10.2373
Conditioned Total | 3134.59 |  | 9553.6 |  | 1542.01 | 231.09 | 4.218 | 39.43 | 10.2373
Unconditioned Total | 0 |  | 0 |  | 0 | 0
| Construction | Reflectance | U-Factor with Film [W/m2-K] | U-Factor no Film [W/m2-K] | Gross Area [m2] | Azimuth [deg] | Tilt [deg] | Cardinal Direction
G SWALL SWA | STEEL-FRAMED_R-13_EXT-WALL | 0.3 | 0.704 | 0.79 | 35.3 | 180 | 90 | S
G WWALL SWA | STEEL-FRAMED_R-13_EXT-WALL | 0.3 | 0.704 | 0.79 | 23.22 | 270 | 90 | W
G GFLOOR SWA | UNHEATED - 4IN SLAB WITH CARPET_EXT-SLAB | 0.3 | 1.862 | 3.4 | 88.25 | 270 | 180
G NWALL NWA | STEEL-FRAMED_R-13_EXT-WALL | 0.3 | 0.704 | 0.79 | 35.3 | 0 | 90 | N
G WWALL NWA | STEEL-FRAMED_R-13_EXT-WALL | 0.3 | 0.704 | 0.79 | 23.22 | 270 | 90 | W
G GFLOOR NWA | UNHEATED - 4IN SLAB WITH CARPET_EXT-SLAB | 0.3 | 1.862 | 3.4 | 88.25 | 270 | 180
G SWALL SEA | STEEL-FRAMED_R-13_EXT-WALL | 0.3 | 0.704 | 0.79 | 35.3 | 180 | 90 | S
G EWALL SEA | STEEL-FRAMED_R-13_EXT-WALL | 0.3 | 0.704 | 0.79 | 23.22 | 90 | 90 | E
G GFLOOR SEA | UNHEATED - 4IN SLAB WITH CARPET_EXT-SLAB | 0.3 | 1.862 | 3.4 | 88.25 | 270 | 180
G NWALL NEA | STEEL-FRAMED_R-13_EXT-WALL | 0.3 | 0.704 | 0.79 | 35.3 | 0 | 90 | N
G EWALL NEA | STEEL-FRAMED_R-13_EXT-WALL | 0.3 | 0.704 | 0.79 | 23.22 | 90 | 90 | E
G GFLOOR NEA | UNHEATED - 4IN SLAB WITH CARPET_EXT-SLAB | 0.3 | 1.862 | 3.4 | 88.25 | 270 | 180
G NWALL N1A | STEEL-FRAMED_R-13_EXT-WALL | 0.3 | 0.704 | 0.79 | 35.3 | 0 | 90 | N
G GFLOOR N1A | UNHEATED - 4IN SLAB WITH CARPET_EXT-SLAB | 0.3 | 1.862 | 3.4 | 88.25 | 270 | 180
G NWALL N2A | STEEL-FRAMED_R-13_EXT-WALL | 0.3 | 0.704 | 0.79 | 35.3 | 0 | 90 | N
G GFLOOR N2A | UNHEATED - 4IN SLAB WITH CARPET_EXT-SLAB | 0.3 | 1.862 | 3.4 | 88.25 | 270 | 180
G SWALL S1A | STEEL-FRAMED_R-13_EXT-WALL | 0.3 | 0.704 | 0.79 | 35.3 | 180 | 90 | S
G GFLOOR S1A | UNHEATED - 4IN SLAB WITH CARPET_EXT-SLAB | 0.3 | 1.862 | 3.4 | 88.25 | 270 | 180
G SWALL S2A | STEEL-FRAMED_R-13_EXT-WALL | 0.3 | 0.704 | 0.79 | 35.3 | 180 | 90 | S
G GFLOOR S2A | UNHEATED - 4IN SLAB WITH CARPET_EXT-SLAB | 0.3 | 1.862 | 3.4 | 88.25 | 270 | 180
M WWALL SWA | STEEL-FRAMED_R-13_EXT-WALL | 0.3 | 0.704 | 0.79 | 46.45 | 270 | 90 | W
M SWALL SWA | STEEL-FRAMED_R-13_EXT-WALL | 0.3 | 0.704 | 0.79 | 70.6 | 180 | 90 | S
M NWALL NWA | STEEL-FRAMED_R-13_EXT-WALL | 0.3 | 0.704 | 0.79 | 70.6 | 0 | 90 | N
M WWALL NWA | STEEL-FRAMED_R-13_EXT-WALL | 0.3 | 0.704 | 0.79 | 46.45 | 270 | 90 | W
M EWALL SEA | STEEL-FRAMED_R-13_EXT-WALL | 0.3 | 0.704 | 0.79 | 46.45 | 90 | 90 | E
M SWALL SEA | STEEL-FRAMED_R-13_EXT-WALL | 0.3 | 0.704 | 0.79 | 70.6 | 180 | 90 | S
M NWALL NEA | STEEL-FRAMED_R-13_EXT-WALL | 0.3 | 0.704 | 0.79 | 70.6 | 0 | 90 | N
M EWALL NEA | STEEL-FRAMED_R-13_EXT-WALL | 0.3 | 0.704 | 0.79 | 46.45 | 90 | 90 | E
M NWALL N1A | STEEL-FRAMED_R-13_EXT-WALL | 0.3 | 0.704 | 0.79 | 70.6 | 0 | 90 | N
M NWALL N2A | STEEL-FRAMED_R-13_EXT-WALL | 0.3 | 0.704 | 0.79 | 70.6 | 0 | 90 | N
M SWALL S1A | STEEL-FRAMED_R-13_EXT-WALL | 0.3 | 0.704 | 0.79 | 70.6 | 180 | 90 | S
M SWALL S2A | STEEL-FRAMED_R-13_EXT-WALL | 0.3 | 0.704 | 0.79 | 70.6 | 180 | 90 | S
T WWALL SWA | STEEL-FRAMED_R-13_EXT-WALL | 0.3 | 0.704 | 0.79 | 23.22 | 270 | 90 | W
T SWALL SWA | STEEL-FRAMED_R-13_EXT-WALL | 0.3 | 0.704 | 0.79 | 35.3 | 180 | 90 | S
T ROOF SWA | IEAD_R-15 CI_ROOF | 0.3 | 0.357 | 0.38 | 88.25 | 0 | 0
T NWALL NWA | STEEL-FRAMED_R-13_EXT-WALL | 0.3 | 0.704 | 0.79 | 35.3 | 0 | 90 | N
T WWALL NWA | STEEL-FRAMED_R-13_EXT-WALL | 0.3 | 0.704 | 0.79 | 23.22 | 270 | 90 | W
T ROOF NWA | IEAD_R-15 CI_ROOF | 0.3 | 0.357 | 0.38 | 88.25 | 0 | 0
T EWALL SEA | STEEL-FRAMED_R-13_EXT-WALL | 0.3 | 0.704 | 0.79 | 23.22 | 90 | 90 | E
T SWALL SEA | STEEL-FRAMED_R-13_EXT-WALL | 0.3 | 0.704 | 0.79 | 35.3 | 180 | 90 | S
T ROOF SEA | IEAD_R-15 CI_ROOF | 0.3 | 0.357 | 0.38 | 88.25 | 0 | 0
T NWALL NEA | STEEL-FRAMED_R-13_EXT-WALL | 0.3 | 0.704 | 0.79 | 35.3 | 0 | 90 | N
T EWALL NEA | STEEL-FRAMED_R-13_EXT-WALL | 0.3 | 0.704 | 0.79 | 23.22 | 90 | 90 | E
T ROOF NEA | IEAD_R-15 CI_ROOF | 0.3 | 0.357 | 0.38 | 88.25 | 0 | 0
T NWALL N1A | STEEL-FRAMED_R-13_EXT-WALL | 0.3 | 0.704 | 0.79 | 35.3 | 0 | 90 | N
T ROOF N1A | IEAD_R-15 CI_ROOF | 0.3 | 0.357 | 0.38 | 88.25 | 0 | 0
T NWALL N2A | STEEL-FRAMED_R-13_EXT-WALL | 0.3 | 0.704 | 0.79 | 35.3 | 0 | 90 | N
T ROOF N2A | IEAD_R-15 CI_ROOF | 0.3 | 0.357 | 0.38 | 88.25 | 0 | 0
T SWALL S1A | STEEL-FRAMED_R-13_EXT-WALL | 0.3 | 0.704 | 0.79 | 35.3 | 180 | 90 | S
T ROOF S1A | IEAD_R-15 CI_ROOF | 0.3 | 0.357 | 0.38 | 88.25 | 0 | 0
T SWALL S2A | STEEL-FRAMED_R-13_EXT-WALL | 0.3 | 0.704 | 0.79 | 35.3 | 180 | 90 | S
T ROOF S2A | IEAD_R-15 CI_ROOF | 0.3 | 0.357 | 0.38 | 88.25 | 0 | 0
T WWALL C | STEEL-FRAMED_R-13_EXT-WALL | 0.3 | 0.704 | 0.79 | 5.11 | 270 | 90 | W
T EWALL C | STEEL-FRAMED_R-13_EXT-WALL | 0.3 | 0.704 | 0.79 | 5.11 | 90 | 90 | E
T ROOF C | IEAD_R-15 CI_ROOF | 0.3 | 0.357 | 0.38 | 77.66 | 0 | 0
G WWALL C | STEEL-FRAMED_R-13_EXT-WALL | 0.3 | 0.704 | 0.79 | 5.11 | 270 | 90 | W
G EWALL C | STEEL-FRAMED_R-13_EXT-WALL | 0.3 | 0.704 | 0.79 | 5.11 | 90 | 90 | E
G FLOOR C | UNHEATED - 4IN SLAB WITH CARPET_EXT-SLAB | 0.3 | 1.862 | 3.4 | 77.66 | 270 | 180
M WWALL C | STEEL-FRAMED_R-13_EXT-WALL | 0.3 | 0.704 | 0.79 | 10.22 | 270 | 90 | W
M EWALL C | STEEL-FRAMED_R-13_EXT-WALL | 0.3 | 0.704 | 0.79 | 10.22 | 90 | 90 | E
| Construction | Area of One Opening [m2] | Area of Openings [m2] | U-Factor [W/m2-K] | SHGC | Visible Transmittance | Shade Control | Parent Surface | Azimuth [deg] | Cardinal Direction
GWINDOW1 | STD_WINDOW_UVALUE_6.878_SHGC_0.25_VT_0.25 | 5.2 | 5.2 | 6.49 | 0.25 | 0.25 | No | G SWALL SWA | 180 | S
GWINDOW2 | STD_WINDOW_UVALUE_6.878_SHGC_0.25_VT_0.25_WEST | 3.34 | 3.34 | 6.49 | 0.25 | 0.25 | No | G WWALL SWA | 270 | W
GWINDOW4 | STD_WINDOW_UVALUE_6.878_SHGC_0.61_VT_0.61 | 5.2 | 5.2 | 6.49 | 0.61 | 0.61 | No | G NWALL NWA | 0 | N
GWINDOW6 | STD_WINDOW_UVALUE_6.878_SHGC_0.25_VT_0.25_WEST | 3.34 | 3.34 | 6.49 | 0.25 | 0.25 | No | G WWALL NWA | 270 | W
GWINDOW3 | STD_WINDOW_UVALUE_6.878_SHGC_0.25_VT_0.25 | 5.2 | 5.2 | 6.49 | 0.25 | 0.25 | No | G SWALL SEA | 180 | S
GWINDOW7 | STD_WINDOW_UVALUE_6.878_SHGC_0.25_VT_0.25_EAST | 3.34 | 3.34 | 6.49 | 0.25 | 0.25 | No | G EWALL SEA | 90 | E
GWINDOW5 | STD_WINDOW_UVALUE_6.878_SHGC_0.61_VT_0.61 | 5.2 | 5.2 | 6.49 | 0.61 | 0.61 | No | G NWALL NEA | 0 | N
GWINDOW8 | STD_WINDOW_UVALUE_6.878_SHGC_0.25_VT_0.25_EAST | 3.34 | 3.34 | 6.49 | 0.25 | 0.25 | No | G EWALL NEA | 90 | E
GWINDOW9 | STD_WINDOW_UVALUE_6.878_SHGC_0.61_VT_0.61 | 5.2 | 5.2 | 6.49 | 0.61 | 0.61 | No | G NWALL N1A | 0 | N
GWINDOW10 | STD_WINDOW_UVALUE_6.878_SHGC_0.61_VT_0.61 | 5.2 | 5.2 | 6.49 | 0.61 | 0.61 | No | G NWALL N2A | 0 | N
GWINDOW11 | STD_WINDOW_UVALUE_6.878_SHGC_0.25_VT_0.25 | 5.2 | 5.2 | 6.49 | 0.25 | 0.25 | No | G SWALL S1A | 180 | S
GWINDOW12 | STD_WINDOW_UVALUE_6.878_SHGC_0.25_VT_0.25 | 5.2 | 5.2 | 6.49 | 0.25 | 0.25 | No | G SWALL S2A | 180 | S
MWINDOW2 | STD_WINDOW_UVALUE_6.878_SHGC_0.25_VT_0.25_WEST | 3.34 | 6.69 | 6.49 | 0.25 | 0.25 | No | M WWALL SWA | 270 | W
MWINDOW1 | STD_WINDOW_UVALUE_6.878_SHGC_0.25_VT_0.25 | 5.2 | 10.4 | 6.49 | 0.25 | 0.25 | No | M SWALL SWA | 180 | S
MWINDOW4 | STD_WINDOW_UVALUE_6.878_SHGC_0.61_VT_0.61 | 5.2 | 10.4 | 6.49 | 0.61 | 0.61 | No | M NWALL NWA | 0 | N
MWINDOW6 | STD_WINDOW_UVALUE_6.878_SHGC_0.25_VT_0.25_WEST | 3.34 | 6.69 | 6.49 | 0.25 | 0.25 | No | M WWALL NWA | 270 | W
MWINDOW7 | STD_WINDOW_UVALUE_6.878_SHGC_0.25_VT_0.25_EAST | 3.34 | 6.69 | 6.49 | 0.25 | 0.25 | No | M EWALL SEA | 90 | E
MWINDOW3 | STD_WINDOW_UVALUE_6.878_SHGC_0.25_VT_0.25 | 5.2 | 10.4 | 6.49 | 0.25 | 0.25 | No | M SWALL SEA | 180 | S
MWINDOW5 | STD_WINDOW_UVALUE_6.878_SHGC_0.61_VT_0.61 | 5.2 | 10.4 | 6.49 | 0.61 | 0.61 | No | M NWALL NEA | 0 | N
MWINDOW8 | STD_WINDOW_UVALUE_6.878_SHGC_0.25_VT_0.25_EAST | 3.34 | 6.69 | 6.49 | 0.25 | 0.25 | No | M EWALL NEA | 90 | E
MWINDOW9 | STD_WINDOW_UVALUE_6.878_SHGC_0.61_VT_0.61 | 5.2 | 10.4 | 6.49 | 0.61 | 0.61 | No | M NWALL N1A | 0 | N
MWINDOW10 | STD_WINDOW_UVALUE_6.878_SHGC_0.61_VT_0.61 | 5.2 | 10.4 | 6.49 | 0.61 | 0.61 | No | M NWALL N2A | 0 | N
MWINDOW11 | STD_WINDOW_UVALUE_6.878_SHGC_0.25_VT_0.25 | 5.2 | 10.4 | 6.49 | 0.25 | 0.25 | No | M SWALL S1A | 180 | S
MWINDOW12 | STD_WINDOW_UVALUE_6.878_SHGC_0.25_VT_0.25 | 5.2 | 10.4 | 6.49 | 0.25 | 0.25 | No | M SWALL S2A | 180 | S
TWINDOW2 | STD_WINDOW_UVALUE_6.878_SHGC_0.25_VT_0.25_WEST | 3.34 | 3.34 | 6.49 | 0.25 | 0.25 | No | T WWALL SWA | 270 | W
TWINDOW1 | STD_WINDOW_UVALUE_6.878_SHGC_0.25_VT_0.25 | 5.2 | 5.2 | 6.49 | 0.25 | 0.25 | No | T SWALL SWA | 180 | S
TWINDOW4 | STD_WINDOW_UVALUE_6.878_SHGC_0.61_VT_0.61 | 5.2 | 5.2 | 6.49 | 0.61 | 0.61 | No | T NWALL NWA | 0 | N
TWINDOW6 | STD_WINDOW_UVALUE_6.878_SHGC_0.25_VT_0.25_WEST | 3.34 | 3.34 | 6.49 | 0.25 | 0.25 | No | T WWALL NWA | 270 | W
TWINDOW7 | STD_WINDOW_UVALUE_6.878_SHGC_0.25_VT_0.25_EAST | 3.34 | 3.34 | 6.49 | 0.25 | 0.25 | No | T EWALL SEA | 90 | E
TWINDOW3 | STD_WINDOW_UVALUE_6.878_SHGC_0.25_VT_0.25 | 5.2 | 5.2 | 6.49 | 0.25 | 0.25 | No | T SWALL SEA | 180 | S
TWINDOW5 | STD_WINDOW_UVALUE_6.878_SHGC_0.61_VT_0.61 | 5.2 | 5.2 | 6.49 | 0.61 | 0.61 | No | T NWALL NEA | 0 | N
TWINDOW8 | STD_WINDOW_UVALUE_6.878_SHGC_0.25_VT_0.25_EAST | 3.34 | 3.34 | 6.49 | 0.25 | 0.25 | No | T EWALL NEA | 90 | E
TWINDOW9 | STD_WINDOW_UVALUE_6.878_SHGC_0.61_VT_0.61 | 5.2 | 5.2 | 6.49 | 0.61 | 0.61 | No | T NWALL N1A | 0 | N
TWINDOW10 | STD_WINDOW_UVALUE_6.878_SHGC_0.61_VT_0.61 | 5.2 | 5.2 | 6.49 | 0.61 | 0.61 | No | T NWALL N2A | 0 | N
TWINDOW11 | STD_WINDOW_UVALUE_6.878_SHGC_0.25_VT_0.25 | 5.2 | 5.2 | 6.49 | 0.25 | 0.25 | No | T SWALL S1A | 180 | S
TWINDOW12 | STD_WINDOW_UVALUE_6.878_SHGC_0.25_VT_0.25 | 5.2 | 5.2 | 6.49 | 0.25 | 0.25 | No | T SWALL S2A | 180 | S
TWINDOW13 | STD_WINDOW_UVALUE_6.878_SHGC_0.25_VT_0.25_WEST | 1.11 | 1.11 | 6.49 | 0.25 | 0.25 | No | T WWALL C | 270 | W
TWINDOW14 | STD_WINDOW_UVALUE_6.878_SHGC_0.25_VT_0.25_EAST | 1.11 | 1.11 | 6.49 | 0.25 | 0.25 | No | T EWALL C | 90 | E
GWINDOW13 | STD_WINDOW_UVALUE_6.878_SHGC_0.25_VT_0.25_WEST | 1.11 | 1.11 | 6.49 | 0.25 | 0.25 | No | G WWALL C | 270 | W
EAST_DOOR | STD_WINDOW_UVALUE_6.878_SHGC_0.25_VT_0.25_EAST | 3.32 | 3.32 | 6.49 | 0.25 | 0.25 | No | G EWALL C | 90 | E
MWINDOW13 | STD_WINDOW_UVALUE_6.878_SHGC_0.25_VT_0.25_WEST | 1.11 | 2.23 | 6.49 | 0.25 | 0.25 | No | M WWALL C | 270 | W
MWINDOW14 | STD_WINDOW_UVALUE_6.878_SHGC_0.25_VT_0.25_EAST | 1.11 | 2.23 | 6.49 | 0.25 | 0.25 | No | M EWALL C | 90 | E
Total or Average |  |  | 231.09 | 6.49 | 0.38 | 0.379
North Total or Average |  |  | 83.23 | 6.49 | 0.61 | 0.61
Non-North Total or Average |  |  | 147.86 | 6.49 | 0.25 | 0.25
| Type | Nominal Capacity [W] | Nominal Efficiency [W/W]
None
| Type | Nominal Total Capacity [W] | Nominal Sensible Capacity [W] | Nominal Latent Capacity [W] | Nominal Sensible Heat Ratio | Nominal Efficiency [W/W]
SPLITSYSTEMAC:1_UNITARY_PACKAGE_COOLCOIL | Coil:Cooling:DX:SingleSpeed | 4838.51 | 3372.47 | 1466.04 | 0.7 | 3.72
SPLITSYSTEMAC:2_UNITARY_PACKAGE_COOLCOIL | Coil:Cooling:DX:SingleSpeed | 6664.37 | 4505.67 | 2158.7 | 0.68 | 3.67
SPLITSYSTEMAC:3_UNITARY_PACKAGE_COOLCOIL | Coil:Cooling:DX:SingleSpeed | 1669.87 | 1128.97 | 540.9 | 0.68 | 3.69
SPLITSYSTEMAC:4_UNITARY_PACKAGE_COOLCOIL | Coil:Cooling:DX:SingleSpeed | 4877.87 | 3297.85 | 1580.03 | 0.68 | 3.68
SPLITSYSTEMAC:5_UNITARY_PACKAGE_COOLCOIL | Coil:Cooling:DX:SingleSpeed | 4686.3 | 3168.33 | 1517.97 | 0.68 | 3.67
SPLITSYSTEMAC:6_UNITARY_PACKAGE_COOLCOIL | Coil:Cooling:DX:SingleSpeed | 4659.64 | 3150.31 | 1509.34 | 0.68 | 3.67
SPLITSYSTEMAC:7_UNITARY_PACKAGE_COOLCOIL | Coil:Cooling:DX:SingleSpeed | 3458.21 | 2338.04 | 1120.17 | 0.68 | 3.67
SPLITSYSTEMAC:8_UNITARY_PACKAGE_COOLCOIL | Coil:Cooling:DX:SingleSpeed | 3709.24 | 2507.75 | 1201.48 | 0.68 | 3.67
SPLITSYSTEMAC:9_UNITARY_PACKAGE_COOLCOIL | Coil:Cooling:DX:SingleSpeed | 11118.93 | 7517.32 | 3601.61 | 0.68 | 3.67
SPLITSYSTEMAC:10_UNITARY_PACKAGE_COOLCOIL | Coil:Cooling:DX:SingleSpeed | 14599.6 | 9870.54 | 4729.05 | 0.68 | 3.67
SPLITSYSTEMAC:11_UNITARY_PACKAGE_COOLCOIL | Coil:Cooling:DX:SingleSpeed | 8080.75 | 5463.26 | 2617.49 | 0.68 | 3.67
SPLITSYSTEMAC:12_UNITARY_PACKAGE_COOLCOIL | Coil:Cooling:DX:SingleSpeed | 10076.6 | 6812.62 | 3263.98 | 0.68 | 3.61
SPLITSYSTEMAC:13_UNITARY_PACKAGE_COOLCOIL | Coil:Cooling:DX:SingleSpeed | 9760.61 | 6598.98 | 3161.63 | 0.68 | 3.6
SPLITSYSTEMAC:14_UNITARY_PACKAGE_COOLCOIL | Coil:Cooling:DX:SingleSpeed | 9705.56 | 6561.76 | 3143.79 | 0.68 | 3.6
SPLITSYSTEMAC:15_UNITARY_PACKAGE_COOLCOIL | Coil:Cooling:DX:SingleSpeed | 6809.23 | 4603.61 | 2205.62 | 0.68 | 3.59
SPLITSYSTEMAC:16_UNITARY_PACKAGE_COOLCOIL | Coil:Cooling:DX:SingleSpeed | 6754.21 | 4566.41 | 2187.8 | 0.68 | 3.6
SPLITSYSTEMAC:17_UNITARY_PACKAGE_COOLCOIL | Coil:Cooling:DX:SingleSpeed | 8380.75 | 5666.08 | 2714.66 | 0.68 | 3.61
SPLITSYSTEMAC:18_UNITARY_PACKAGE_COOLCOIL | Coil:Cooling:DX:SingleSpeed | 10513.89 | 7108.26 | 3405.62 | 0.68 | 3.6
SPLITSYSTEMAC:19_UNITARY_PACKAGE_COOLCOIL | Coil:Cooling:DX:SingleSpeed | 6469.58 | 4373.97 | 2095.6 | 0.68 | 3.6
SPLITSYSTEMAC:20_UNITARY_PACKAGE_COOLCOIL | Coil:Cooling:DX:SingleSpeed | 7629.39 | 5158.11 | 2471.29 | 0.68 | 3.61
SPLITSYSTEMAC:21_UNITARY_PACKAGE_COOLCOIL | Coil:Cooling:DX:SingleSpeed | 7485.29 | 5060.68 | 2424.61 | 0.68 | 3.6
SPLITSYSTEMAC:22_UNITARY_PACKAGE_COOLCOIL | Coil:Cooling:DX:SingleSpeed | 7449.5 | 5036.48 | 2413.02 | 0.68 | 3.66
SPLITSYSTEMAC:23_UNITARY_PACKAGE_COOLCOIL | Coil:Cooling:DX:SingleSpeed | 5850.92 | 3955.71 | 1895.21 | 0.68 | 3.64
SPLITSYSTEMAC:24_UNITARY_PACKAGE_COOLCOIL | Coil:Cooling:DX:SingleSpeed | 5814.93 | 3931.37 | 1883.55 | 0.68 | 3.61
| Type | Nominal Total Capacity [W] | Nominal Efficiency [W/W]
T CORRIDOR UNIT HEATER COIL | Coil:Heating:Electric | 0 | 1
G CORRIDOR UNIT HEATER COIL | Coil:Heating:Electric | 0 | 1
M CORRIDOR UNIT HEATER COIL | Coil:Heating:Electric | 0 | 1
SPLITSYSTEMAC:1_UNITARY_PACKAGE_HEATCOIL | Coil:Heating:Gas | 1713.18 | 0.8
SPLITSYSTEMAC:2_UNITARY_PACKAGE_HEATCOIL | Coil:Heating:Gas | 4282.95 | 0.8
SPLITSYSTEMAC:3_UNITARY_PACKAGE_HEATCOIL | Coil:Heating:Gas | 761.16 | 0.8
SPLITSYSTEMAC:4_UNITARY_PACKAGE_HEATCOIL | Coil:Heating:Gas | 4282.95 | 0.8
SPLITSYSTEMAC:5_UNITARY_PACKAGE_HEATCOIL | Coil:Heating:Gas | 4282.95 | 0.8
SPLITSYSTEMAC:6_UNITARY_PACKAGE_HEATCOIL | Coil:Heating:Gas | 4282.95 | 0.8
SPLITSYSTEMAC:7_UNITARY_PACKAGE_HEATCOIL | Coil:Heating:Gas | 4282.95 | 0.8
SPLITSYSTEMAC:8_UNITARY_PACKAGE_HEATCOIL | Coil:Heating:Gas | 4282.95 | 0.8
SPLITSYSTEMAC:9_UNITARY_PACKAGE_HEATCOIL | Coil:Heating:Gas | 8565.9 | 0.8
SPLITSYSTEMAC:10_UNITARY_PACKAGE_HEATCOIL | Coil:Heating:Gas | 8565.9 | 0.8
SPLITSYSTEMAC:11_UNITARY_PACKAGE_HEATCOIL | Coil:Heating:Gas | 8565.9 | 0.8
SPLITSYSTEMAC:12_UNITARY_PACKAGE_HEATCOIL | Coil:Heating:Gas | 8565.9 | 0.8
SPLITSYSTEMAC:13_UNITARY_PACKAGE_HEATCOIL | Coil:Heating:Gas | 8565.9 | 0.8
SPLITSYSTEMAC:14_UNITARY_PACKAGE_HEATCOIL | Coil:Heating:Gas | 8565.9 | 0.8
SPLITSYSTEMAC:15_UNITARY_PACKAGE_HEATCOIL | Coil:Heating:Gas | 8565.9 | 0.8
SPLITSYSTEMAC:16_UNITARY_PACKAGE_HEATCOIL | Coil:Heating:Gas | 8565.9 | 0.8
SPLITSYSTEMAC:17_UNITARY_PACKAGE_HEATCOIL | Coil:Heating:Gas | 4282.95 | 0.8
SPLITSYSTEMAC:18_UNITARY_PACKAGE_HEATCOIL | Coil:Heating:Gas | 4445.7 | 0.8
SPLITSYSTEMAC:19_UNITARY_PACKAGE_HEATCOIL | Coil:Heating:Gas | 4282.95 | 0.8
SPLITSYSTEMAC:20_UNITARY_PACKAGE_HEATCOIL | Coil:Heating:Gas | 4282.95 | 0.8
SPLITSYSTEMAC:21_UNITARY_PACKAGE_HEATCOIL | Coil:Heating:Gas | 4282.95 | 0.8
SPLITSYSTEMAC:22_UNITARY_PACKAGE_HEATCOIL | Coil:Heating:Gas | 4282.95 | 0.8
SPLITSYSTEMAC:23_UNITARY_PACKAGE_HEATCOIL | Coil:Heating:Gas | 4282.95 | 0.8
SPLITSYSTEMAC:24_UNITARY_PACKAGE_HEATCOIL | Coil:Heating:Gas | 4282.95 | 0.8
| Type | Total Efficiency [W/W] | Delta Pressure [pa] | Max Flow Rate [m3/s] | Rated Power [W] | Motor Heat In Air Fraction | End Use
T CORRIDOR UNIT HEATERFAN | Fan:ConstantVolume | 0.54 | 49.8 | 0 | 0 | 1 | Unit Heater Fans
G CORRIDOR UNIT HEATERFAN | Fan:ConstantVolume | 0.54 | 49.8 | 0 | 0 | 1 | Unit Heater Fans
M CORRIDOR UNIT HEATERFAN | Fan:ConstantVolume | 0.54 | 49.8 | 0 | 0 | 1 | Unit Heater Fans
SPLITSYSTEMAC:1_UNITARY_PACKAGE_FAN | Fan:OnOff | 0.54 | 622 | 0.21 | 245.3 | 1 | Unitary Fans
SPLITSYSTEMAC:2_UNITARY_PACKAGE_FAN | Fan:OnOff | 0.54 | 622 | 0.27 | 311.29 | 1 | Unitary Fans
SPLITSYSTEMAC:3_UNITARY_PACKAGE_FAN | Fan:OnOff | 0.54 | 622 | 0.07 | 78 | 1 | Unitary Fans
SPLITSYSTEMAC:4_UNITARY_PACKAGE_FAN | Fan:OnOff | 0.54 | 622 | 0.2 | 227.84 | 1 | Unitary Fans
SPLITSYSTEMAC:5_UNITARY_PACKAGE_FAN | Fan:OnOff | 0.54 | 622 | 0.19 | 218.89 | 1 | Unitary Fans
SPLITSYSTEMAC:6_UNITARY_PACKAGE_FAN | Fan:OnOff | 0.54 | 622 | 0.19 | 217.65 | 1 | Unitary Fans
SPLITSYSTEMAC:7_UNITARY_PACKAGE_FAN | Fan:OnOff | 0.54 | 622 | 0.14 | 161.53 | 1 | Unitary Fans
SPLITSYSTEMAC:8_UNITARY_PACKAGE_FAN | Fan:OnOff | 0.54 | 622 | 0.15 | 173.26 | 1 | Unitary Fans
SPLITSYSTEMAC:9_UNITARY_PACKAGE_FAN | Fan:OnOff | 0.54 | 622 | 0.45 | 519.36 | 1 | Unitary Fans
SPLITSYSTEMAC:10_UNITARY_PACKAGE_FAN | Fan:OnOff | 0.54 | 622 | 0.59 | 681.94 | 1 | Unitary Fans
SPLITSYSTEMAC:11_UNITARY_PACKAGE_FAN | Fan:OnOff | 0.54 | 622 | 0.33 | 377.45 | 1 | Unitary Fans
SPLITSYSTEMAC:12_UNITARY_PACKAGE_FAN | Fan:OnOff | 0.59 | 622 | 0.41 | 426.71 | 1 | Unitary Fans
SPLITSYSTEMAC:13_UNITARY_PACKAGE_FAN | Fan:OnOff | 0.59 | 622 | 0.39 | 413.33 | 1 | Unitary Fans
SPLITSYSTEMAC:14_UNITARY_PACKAGE_FAN | Fan:OnOff | 0.59 | 622 | 0.39 | 411 | 1 | Unitary Fans
SPLITSYSTEMAC:15_UNITARY_PACKAGE_FAN | Fan:OnOff | 0.59 | 622 | 0.27 | 288.35 | 1 | Unitary Fans
SPLITSYSTEMAC:16_UNITARY_PACKAGE_FAN | Fan:OnOff | 0.59 | 622 | 0.27 | 286.02 | 1 | Unitary Fans
SPLITSYSTEMAC:17_UNITARY_PACKAGE_FAN | Fan:OnOff | 0.59 | 622 | 0.34 | 354.9 | 1 | Unitary Fans
SPLITSYSTEMAC:18_UNITARY_PACKAGE_FAN | Fan:OnOff | 0.59 | 622 | 0.42 | 445.23 | 1 | Unitary Fans
SPLITSYSTEMAC:19_UNITARY_PACKAGE_FAN | Fan:OnOff | 0.59 | 622 | 0.26 | 273.96 | 1 | Unitary Fans
SPLITSYSTEMAC:20_UNITARY_PACKAGE_FAN | Fan:OnOff | 0.59 | 622 | 0.31 | 323.08 | 1 | Unitary Fans
SPLITSYSTEMAC:21_UNITARY_PACKAGE_FAN | Fan:OnOff | 0.59 | 622 | 0.3 | 316.98 | 1 | Unitary Fans
SPLITSYSTEMAC:22_UNITARY_PACKAGE_FAN | Fan:OnOff | 0.54 | 622 | 0.3 | 347.96 | 1 | Unitary Fans
SPLITSYSTEMAC:23_UNITARY_PACKAGE_FAN | Fan:OnOff | 0.57 | 622 | 0.24 | 257.68 | 1 | Unitary Fans
SPLITSYSTEMAC:24_UNITARY_PACKAGE_FAN | Fan:OnOff | 0.57 | 622 | 0.23 | 256.09 | 1 | Unitary Fans
| Type | Control | Head [pa] | Power [W] | Motor Efficiency [W/W]
SWHSYS1 PUMP | Pump:VariableSpeed | INTERMITTENT | 0.01 | 0 | 1
| Type | Storage Volume [m3] | Input [W] | Thermal Efficiency [W/W] | Recovery Efficiency [W/W] | Energy Factor
SWHSYS1 WATER HEATER | WaterHeater:Mixed | 0 | 211500 | 0.8 | 704.88 | 0.55
| CO2:FACILITY [kg] | NOX:FACILITY [kg] | SO2:FACILITY [kg] | PM:FACILITY [kg] | HG:FACILITY [kg] | WATERENVIRONMENTALFACTORS:FACILITY [L] | CARBON EQUIVALENT:FACILITY [kg]
January | 17474.8515 | 29.8185 | 109.9145 | 0 | 0.0005 | 13602.6793 | 7446.5057
February | 16234.5223 | 27.7938 | 102.8349 | 0 | 0.0005 | 12726.6041 | 6927.1585
March | 18634.2961 | 31.9755 | 118.6122 | 0 | 0.0005 | 14679.2257 | 7958.4628
April | 20148.8628 | 34.7318 | 129.4917 | 0 | 0.0006 | 16025.7689 | 8621.0855
May | 23436.623 | 40.557 | 151.8644 | 0 | 0.0007 | 18794.7154 | 10043.6435
June | 24447.5659 | 42.4053 | 159.1932 | 0 | 0.0007 | 19701.8114 | 10486.7846
July | 26970.9996 | 46.8495 | 176.1532 | 0 | 0.0008 | 21800.8342 | 11575.9376
August | 26645.018 | 46.2635 | 173.8689 | 0 | 0.0008 | 21518.1132 | 11434.0502
September | 24439.1644 | 42.3612 | 158.9058 | 0 | 0.0007 | 19666.2148 | 10480.2179
October | 22832.852 | 39.4512 | 147.4721 | 0 | 0.0007 | 18251.0819 | 9778.7904
November | 19147.0961 | 32.9262 | 122.4337 | 0 | 0.0006 | 15152.2197 | 8184.5686
December | 17348.3682 | 29.6827 | 109.7486 | 0 | 0.0005 | 13582.216 | 7400.6243
Annual Sum or Average | 257760.22 | 444.8164 | 1660.4934 | 0 | 0.0076 | 205501.4846 | 110337.8297
Minimum of Months | 16234.5223 | 27.7938 | 102.8349 | 0 | 0.0005 | 12726.6041 | 6927.1585
Maximum of Months | 26970.9996 | 46.8495 | 176.1532 | 0 | 0.0008 | 21800.8342 | 11575.9376
| ELECTRICITY:FACILITY [J] | ELECTRICITY:FACILITY {Maximum}[W] | ELECTRICITY:FACILITY {TIMESTAMP} | INTERIORLIGHTS:ELECTRICITY {AT MAX/MIN} [W] | INTERIOREQUIPMENT:ELECTRICITY {AT MAX/MIN} [W] | FANS:ELECTRICITY {AT MAX/MIN} [W] | HEATING:ELECTRICITY {AT MAX/MIN} [W] | COOLING:ELECTRICITY {AT MAX/MIN} [W] | EXTERIORLIGHTS:ELECTRICITY {AT MAX/MIN} [W] | PUMPS:ELECTRICITY {AT MAX/MIN} [W] | HEATREJECTION:ELECTRICITY [Invalid/Undefined] | EXTERIOREQUIPMENT:ELECTRICITY [Invalid/Undefined] | HUMIDIFICATION:ELECTRICITY [Invalid/Undefined] | HEATRECOVERY:ELECTRICITY [Invalid/Undefined] | WATERSYSTEMS:ELECTRICITY [Invalid/Undefined] | REFRIGERATION:ELECTRICITY [Invalid/Undefined] | GENERATORS:ELECTRICITY [Invalid/Undefined] | ELECTRICITYPRODUCED:FACILITY [Invalid/Undefined]
January | 92437800000 | 66709.149 | 23-JAN-18:15 | 10630.253 | 23210.456 | 3823.677 | 0 | 20745.297 | 8299.466 | 0 | 0 | 0 | 0 | 0 | 0 | 0 | 0 | 0
February | 86484300000 | 69242.846 | 24-FEB-18:30 | 10630.253 | 23210.456 | 4191.79 | 0 | 22910.881 | 8299.466 | 0 | 0 | 0 | 0 | 0 | 0 | 0 | 0 | 0
March | 99753500000 | 72571.081 | 13-MAR-18:30 | 12294.589 | 20556.855 | 4725.781 | 0 | 26694.389 | 8299.466 | 0 | 0 | 0 | 0 | 0 | 0 | 0 | 0 | 0
April | 108904000000 | 77048.901 | 01-APR-18:45 | 12294.589 | 20556.855 | 5378.741 | 0 | 30519.25 | 8299.466 | 0 | 0 | 0 | 0 | 0 | 0 | 0 | 0 | 0
May | 127721000000 | 81702.458 | 15-MAY-18:00 | 12294.589 | 20556.855 | 6086.923 | 0 | 34464.625 | 8299.466 | 0 | 0 | 0 | 0 | 0 | 0 | 0 | 0 | 0
June | 133885000000 | 89610.689 | 27-JUN-19:15 | 12443.002 | 19968.13 | 7081.485 | 0 | 41818.606 | 8299.466 | 0 | 0 | 0 | 0 | 0 | 0 | 0 | 0 | 0
July | 148149000000 | 84788.768 | 12-JUL-19:15 | 12443.002 | 19968.13 | 6486.524 | 0 | 37591.646 | 8299.466 | 0 | 0 | 0 | 0 | 0 | 0 | 0 | 0 | 0
August | 146228000000 | 87138.006 | 21-AUG-18:00 | 12294.589 | 20556.855 | 6723.96 | 0 | 39263.136 | 8299.466 | 0 | 0 | 0 | 0 | 0 | 0 | 0 | 0 | 0
September | 133643000000 | 82164.956 | 03-SEP-18:45 | 12294.589 | 20556.855 | 6079.266 | 0 | 34934.779 | 8299.466 | 0 | 0 | 0 | 0 | 0 | 0 | 0 | 0 | 0
October | 124026000000 | 82067.993 | 07-OCT-17:00 | 10630.253 | 23210.456 | 5903.768 | 0 | 34024.05 | 8299.466 | 0 | 0 | 0 | 0 | 0 | 0 | 0 | 0 | 0
November | 102968000000 | 73400.635 | 01-NOV-18:15 | 10630.253 | 23210.456 | 4692.584 | 0 | 26567.877 | 8299.466 | 0 | 0 | 0 | 0 | 0 | 0 | 0 | 0 | 0
December | 92298700000 | 66673.209 | 17-DEC-18:15 | 10630.253 | 23210.456 | 3763.554 | 0 | 20769.48 | 8299.466 | 0 | 0 | 0 | 0 | 0 | 0 | 0 | 0 | 0
Annual Sum or Average | 1396500000000 | [9 empty] | 0 | 0 | 0 | 0 | 0 | 0 | 0 | 0
Minimum of Months | 86484300000 | 66673.209 |  | 10630.253 | 19968.13 | 3763.554 | 0 | 20745.297 | 8299.466 | 0 | 0 | 0 | 0 | 0 | 0 | 0 | 0 | 0
Maximum of Months | 148149000000 | 89610.689 |  | 12443.002 | 23210.456 | 7081.485 | 0 | 41818.606 | 8299.466 | 0 | 0 | 0 | 0 | 0 | 0 | 0 | 0 | 0
| Electric | Gas | Other | Total
Cost ($) | 30897.81 | 2509.65 | 0 | 33407.47
Cost per Total Building Area ($/m2) | 9.86 | 0.8 | 0 | 10.66
Cost per Net Conditioned Building Area ($/m2) | 9.86 | 0.8 | 0 | 10.66

## Houston (hidden)
| Total Energy [GJ] | Energy Per Total Building Area [MJ/m2] | Energy Per Conditioned Building Area [MJ/m2]
Total Site Energy | 1599.88 | 510.4 | 510.4
Net Site Energy | 1599.88 | 510.4 | 510.4
Total Source Energy | 428.23 | 136.61 | 136.61
Net Source Energy | 428.23 | 136.61 | 136.61
Area [m2]
Total Building Area | 3134.59
Net Conditioned Building Area | 3134.59
Unconditioned Building Area | 0
| Electricity [GJ] | Natural Gas [GJ] | Other Fuel [GJ] | District Cooling [GJ] | District Heating [GJ] | Water [m3]
Heating | 0 | 132.7 | 0 | 0 | 0 | 0
Cooling | 380.67 | 0 | 0 | 0 | 0 | 0
Interior Lighting | 173.35 | 0 | 0 | 0 | 0 | 0
Exterior Lighting | 130.41 | 0 | 0 | 0 | 0 | 0
Interior Equipment | 449.59 | 0 | 0 | 0 | 0 | 0
Exterior Equipment | 0 | 0 | 0 | 0 | 0 | 0
Fans | 73.71 | 0 | 0 | 0 | 0 | 0
Pumps | 0 | 0 | 0 | 0 | 0 | 0
Heat Rejection | 0 | 0 | 0 | 0 | 0 | 0
Humidification | 0 | 0 | 0 | 0 | 0 | 0
Heat Recovery | 0 | 0 | 0 | 0 | 0 | 0
Water Systems | 0 | 259.45 | 0 | 0 | 0 | 1874.65
Refrigeration | 0 | 0 | 0 | 0 | 0 | 0
Generators | 0 | 0 | 0 | 0 | 0 | 0
Total End Uses | 1207.74 | 392.15 | 0 | 0 | 0 | 1874.65
| Area [m2] | Conditioned (Y/N) | Volume [m3] | Multipliers | Gross Wall Area [m2] | Window Glass Area [m2] | Lighting [W/m2] | People [m2] per person | Plug and Process [W/m2]
G SW APARTMENT | 88.25 | Yes | 268.96 | 1 | 58.52 | 8.55 | 3.875 | 35.3 | 5.38
G NW APARTMENT | 88.25 | Yes | 268.96 | 1 | 58.52 | 8.55 | 3.875 | 35.3 | 5.38
OFFICE | 88.25 | Yes | 268.96 | 1 | 58.52 | 8.55 | 10.76 | 44.12 | 12.9
G NE APARTMENT | 88.25 | Yes | 268.96 | 1 | 58.52 | 8.55 | 3.875 | 35.3 | 5.38
G N1 APARTMENT | 88.25 | Yes | 268.96 | 1 | 35.3 | 5.2 | 3.875 | 35.3 | 5.38
G N2 APARTMENT | 88.25 | Yes | 268.96 | 1 | 35.3 | 5.2 | 3.875 | 35.3 | 5.38
G S1 APARTMENT | 88.25 | Yes | 268.96 | 1 | 35.3 | 5.2 | 3.875 | 35.3 | 5.38
G S2 APARTMENT | 88.25 | Yes | 268.96 | 1 | 35.3 | 5.2 | 3.875 | 35.3 | 5.38
M SW APARTMENT | 88.25 | Yes | 268.96 | 2 | 58.52 | 8.55 | 3.875 | 35.3 | 5.38
M NW APARTMENT | 88.25 | Yes | 268.96 | 2 | 58.52 | 8.55 | 3.875 | 35.3 | 5.38
M SE APARTMENT | 88.25 | Yes | 268.96 | 2 | 58.52 | 8.55 | 3.875 | 35.3 | 5.38
M NE APARTMENT | 88.25 | Yes | 268.96 | 2 | 58.52 | 8.55 | 3.875 | 35.3 | 5.38
M N1 APARTMENT | 88.25 | Yes | 268.96 | 2 | 35.3 | 5.2 | 3.875 | 35.3 | 5.38
M N2 APARTMENT | 88.25 | Yes | 268.96 | 2 | 35.3 | 5.2 | 3.875 | 35.3 | 5.38
M S1 APARTMENT | 88.25 | Yes | 268.96 | 2 | 35.3 | 5.2 | 3.875 | 35.3 | 5.38
M S2 APARTMENT | 88.25 | Yes | 268.96 | 2 | 35.3 | 5.2 | 3.875 | 35.3 | 5.38
T SW APARTMENT | 88.25 | Yes | 268.96 | 1 | 58.52 | 8.55 | 3.875 | 35.3 | 5.38
T NW APARTMENT | 88.25 | Yes | 268.96 | 1 | 58.52 | 8.55 | 3.875 | 35.3 | 5.38
T SE APARTMENT | 88.25 | Yes | 268.96 | 1 | 58.52 | 8.55 | 3.875 | 35.3 | 5.38
T NE APARTMENT | 88.25 | Yes | 268.96 | 1 | 58.52 | 8.55 | 3.875 | 35.3 | 5.38
T N1 APARTMENT | 88.25 | Yes | 268.96 | 1 | 35.3 | 5.2 | 3.875 | 35.3 | 5.38
T N2 APARTMENT | 88.25 | Yes | 268.96 | 1 | 35.3 | 5.2 | 3.875 | 35.3 | 5.38
T S1 APARTMENT | 88.25 | Yes | 268.96 | 1 | 35.3 | 5.2 | 3.875 | 35.3 | 5.38
T S2 APARTMENT | 88.25 | Yes | 268.96 | 1 | 35.3 | 5.2 | 3.875 | 35.3 | 5.38
T CORRIDOR | 77.66 | Yes | 236.69 | 1 | 10.22 | 2.23 | 5.38 |  | 0
G CORRIDOR | 77.66 | Yes | 236.69 | 1 | 10.22 | 4.43 | 5.38 |  | 209.035
M CORRIDOR | 77.66 | Yes | 236.69 | 2 | 10.22 | 2.23 | 5.38 |  | 0
Total | 3134.59 |  | 9553.6 |  | 1542.01 | 231.09 | 4.218 | 39.43 | 10.2373
Conditioned Total | 3134.59 |  | 9553.6 |  | 1542.01 | 231.09 | 4.218 | 39.43 | 10.2373
Unconditioned Total | 0 |  | 0 |  | 0 | 0
| Construction | Reflectance | U-Factor with Film [W/m2-K] | U-Factor no Film [W/m2-K] | Gross Area [m2] | Azimuth [deg] | Tilt [deg] | Cardinal Direction
G SWALL SWA | STEEL-FRAMED_R-13_EXT-WALL | 0.3 | 0.704 | 0.79 | 35.3 | 180 | 90 | S
G WWALL SWA | STEEL-FRAMED_R-13_EXT-WALL | 0.3 | 0.704 | 0.79 | 23.22 | 270 | 90 | W
G GFLOOR SWA | UNHEATED - 4IN SLAB WITH CARPET_EXT-SLAB | 0.3 | 1.862 | 3.4 | 88.25 | 270 | 180
G NWALL NWA | STEEL-FRAMED_R-13_EXT-WALL | 0.3 | 0.704 | 0.79 | 35.3 | 0 | 90 | N
G WWALL NWA | STEEL-FRAMED_R-13_EXT-WALL | 0.3 | 0.704 | 0.79 | 23.22 | 270 | 90 | W
G GFLOOR NWA | UNHEATED - 4IN SLAB WITH CARPET_EXT-SLAB | 0.3 | 1.862 | 3.4 | 88.25 | 270 | 180
G SWALL SEA | STEEL-FRAMED_R-13_EXT-WALL | 0.3 | 0.704 | 0.79 | 35.3 | 180 | 90 | S
G EWALL SEA | STEEL-FRAMED_R-13_EXT-WALL | 0.3 | 0.704 | 0.79 | 23.22 | 90 | 90 | E
G GFLOOR SEA | UNHEATED - 4IN SLAB WITH CARPET_EXT-SLAB | 0.3 | 1.862 | 3.4 | 88.25 | 270 | 180
G NWALL NEA | STEEL-FRAMED_R-13_EXT-WALL | 0.3 | 0.704 | 0.79 | 35.3 | 0 | 90 | N
G EWALL NEA | STEEL-FRAMED_R-13_EXT-WALL | 0.3 | 0.704 | 0.79 | 23.22 | 90 | 90 | E
G GFLOOR NEA | UNHEATED - 4IN SLAB WITH CARPET_EXT-SLAB | 0.3 | 1.862 | 3.4 | 88.25 | 270 | 180
G NWALL N1A | STEEL-FRAMED_R-13_EXT-WALL | 0.3 | 0.704 | 0.79 | 35.3 | 0 | 90 | N
G GFLOOR N1A | UNHEATED - 4IN SLAB WITH CARPET_EXT-SLAB | 0.3 | 1.862 | 3.4 | 88.25 | 270 | 180
G NWALL N2A | STEEL-FRAMED_R-13_EXT-WALL | 0.3 | 0.704 | 0.79 | 35.3 | 0 | 90 | N
G GFLOOR N2A | UNHEATED - 4IN SLAB WITH CARPET_EXT-SLAB | 0.3 | 1.862 | 3.4 | 88.25 | 270 | 180
G SWALL S1A | STEEL-FRAMED_R-13_EXT-WALL | 0.3 | 0.704 | 0.79 | 35.3 | 180 | 90 | S
G GFLOOR S1A | UNHEATED - 4IN SLAB WITH CARPET_EXT-SLAB | 0.3 | 1.862 | 3.4 | 88.25 | 270 | 180
G SWALL S2A | STEEL-FRAMED_R-13_EXT-WALL | 0.3 | 0.704 | 0.79 | 35.3 | 180 | 90 | S
G GFLOOR S2A | UNHEATED - 4IN SLAB WITH CARPET_EXT-SLAB | 0.3 | 1.862 | 3.4 | 88.25 | 270 | 180
M WWALL SWA | STEEL-FRAMED_R-13_EXT-WALL | 0.3 | 0.704 | 0.79 | 46.45 | 270 | 90 | W
M SWALL SWA | STEEL-FRAMED_R-13_EXT-WALL | 0.3 | 0.704 | 0.79 | 70.6 | 180 | 90 | S
M NWALL NWA | STEEL-FRAMED_R-13_EXT-WALL | 0.3 | 0.704 | 0.79 | 70.6 | 0 | 90 | N
M WWALL NWA | STEEL-FRAMED_R-13_EXT-WALL | 0.3 | 0.704 | 0.79 | 46.45 | 270 | 90 | W
M EWALL SEA | STEEL-FRAMED_R-13_EXT-WALL | 0.3 | 0.704 | 0.79 | 46.45 | 90 | 90 | E
M SWALL SEA | STEEL-FRAMED_R-13_EXT-WALL | 0.3 | 0.704 | 0.79 | 70.6 | 180 | 90 | S
M NWALL NEA | STEEL-FRAMED_R-13_EXT-WALL | 0.3 | 0.704 | 0.79 | 70.6 | 0 | 90 | N
M EWALL NEA | STEEL-FRAMED_R-13_EXT-WALL | 0.3 | 0.704 | 0.79 | 46.45 | 90 | 90 | E
M NWALL N1A | STEEL-FRAMED_R-13_EXT-WALL | 0.3 | 0.704 | 0.79 | 70.6 | 0 | 90 | N
M NWALL N2A | STEEL-FRAMED_R-13_EXT-WALL | 0.3 | 0.704 | 0.79 | 70.6 | 0 | 90 | N
M SWALL S1A | STEEL-FRAMED_R-13_EXT-WALL | 0.3 | 0.704 | 0.79 | 70.6 | 180 | 90 | S
M SWALL S2A | STEEL-FRAMED_R-13_EXT-WALL | 0.3 | 0.704 | 0.79 | 70.6 | 180 | 90 | S
T WWALL SWA | STEEL-FRAMED_R-13_EXT-WALL | 0.3 | 0.704 | 0.79 | 23.22 | 270 | 90 | W
T SWALL SWA | STEEL-FRAMED_R-13_EXT-WALL | 0.3 | 0.704 | 0.79 | 35.3 | 180 | 90 | S
T ROOF SWA | IEAD_R-15 CI_ROOF | 0.3 | 0.357 | 0.38 | 88.25 | 0 | 0
T NWALL NWA | STEEL-FRAMED_R-13_EXT-WALL | 0.3 | 0.704 | 0.79 | 35.3 | 0 | 90 | N
T WWALL NWA | STEEL-FRAMED_R-13_EXT-WALL | 0.3 | 0.704 | 0.79 | 23.22 | 270 | 90 | W
T ROOF NWA | IEAD_R-15 CI_ROOF | 0.3 | 0.357 | 0.38 | 88.25 | 0 | 0
T EWALL SEA | STEEL-FRAMED_R-13_EXT-WALL | 0.3 | 0.704 | 0.79 | 23.22 | 90 | 90 | E
T SWALL SEA | STEEL-FRAMED_R-13_EXT-WALL | 0.3 | 0.704 | 0.79 | 35.3 | 180 | 90 | S
T ROOF SEA | IEAD_R-15 CI_ROOF | 0.3 | 0.357 | 0.38 | 88.25 | 0 | 0
T NWALL NEA | STEEL-FRAMED_R-13_EXT-WALL | 0.3 | 0.704 | 0.79 | 35.3 | 0 | 90 | N
T EWALL NEA | STEEL-FRAMED_R-13_EXT-WALL | 0.3 | 0.704 | 0.79 | 23.22 | 90 | 90 | E
T ROOF NEA | IEAD_R-15 CI_ROOF | 0.3 | 0.357 | 0.38 | 88.25 | 0 | 0
T NWALL N1A | STEEL-FRAMED_R-13_EXT-WALL | 0.3 | 0.704 | 0.79 | 35.3 | 0 | 90 | N
T ROOF N1A | IEAD_R-15 CI_ROOF | 0.3 | 0.357 | 0.38 | 88.25 | 0 | 0
T NWALL N2A | STEEL-FRAMED_R-13_EXT-WALL | 0.3 | 0.704 | 0.79 | 35.3 | 0 | 90 | N
T ROOF N2A | IEAD_R-15 CI_ROOF | 0.3 | 0.357 | 0.38 | 88.25 | 0 | 0
T SWALL S1A | STEEL-FRAMED_R-13_EXT-WALL | 0.3 | 0.704 | 0.79 | 35.3 | 180 | 90 | S
T ROOF S1A | IEAD_R-15 CI_ROOF | 0.3 | 0.357 | 0.38 | 88.25 | 0 | 0
T SWALL S2A | STEEL-FRAMED_R-13_EXT-WALL | 0.3 | 0.704 | 0.79 | 35.3 | 180 | 90 | S
T ROOF S2A | IEAD_R-15 CI_ROOF | 0.3 | 0.357 | 0.38 | 88.25 | 0 | 0
T WWALL C | STEEL-FRAMED_R-13_EXT-WALL | 0.3 | 0.704 | 0.79 | 5.11 | 270 | 90 | W
T EWALL C | STEEL-FRAMED_R-13_EXT-WALL | 0.3 | 0.704 | 0.79 | 5.11 | 90 | 90 | E
T ROOF C | IEAD_R-15 CI_ROOF | 0.3 | 0.357 | 0.38 | 77.66 | 0 | 0
G WWALL C | STEEL-FRAMED_R-13_EXT-WALL | 0.3 | 0.704 | 0.79 | 5.11 | 270 | 90 | W
G EWALL C | STEEL-FRAMED_R-13_EXT-WALL | 0.3 | 0.704 | 0.79 | 5.11 | 90 | 90 | E
G FLOOR C | UNHEATED - 4IN SLAB WITH CARPET_EXT-SLAB | 0.3 | 1.862 | 3.4 | 77.66 | 270 | 180
M WWALL C | STEEL-FRAMED_R-13_EXT-WALL | 0.3 | 0.704 | 0.79 | 10.22 | 270 | 90 | W
M EWALL C | STEEL-FRAMED_R-13_EXT-WALL | 0.3 | 0.704 | 0.79 | 10.22 | 90 | 90 | E
| Construction | Area of One Opening [m2] | Area of Openings [m2] | U-Factor [W/m2-K] | SHGC | Visible Transmittance | Shade Control | Parent Surface | Azimuth [deg] | Cardinal Direction
GWINDOW1 | STD_WINDOW_UVALUE_6.878_SHGC_0.25_VT_0.25 | 5.2 | 5.2 | 6.49 | 0.25 | 0.25 | No | G SWALL SWA | 180 | S
GWINDOW2 | STD_WINDOW_UVALUE_6.878_SHGC_0.25_VT_0.25_WEST | 3.34 | 3.34 | 6.49 | 0.25 | 0.25 | No | G WWALL SWA | 270 | W
GWINDOW4 | STD_WINDOW_UVALUE_6.878_SHGC_0.61_VT_0.61 | 5.2 | 5.2 | 6.49 | 0.61 | 0.61 | No | G NWALL NWA | 0 | N
GWINDOW6 | STD_WINDOW_UVALUE_6.878_SHGC_0.25_VT_0.25_WEST | 3.34 | 3.34 | 6.49 | 0.25 | 0.25 | No | G WWALL NWA | 270 | W
GWINDOW3 | STD_WINDOW_UVALUE_6.878_SHGC_0.25_VT_0.25 | 5.2 | 5.2 | 6.49 | 0.25 | 0.25 | No | G SWALL SEA | 180 | S
GWINDOW7 | STD_WINDOW_UVALUE_6.878_SHGC_0.25_VT_0.25_EAST | 3.34 | 3.34 | 6.49 | 0.25 | 0.25 | No | G EWALL SEA | 90 | E
GWINDOW5 | STD_WINDOW_UVALUE_6.878_SHGC_0.61_VT_0.61 | 5.2 | 5.2 | 6.49 | 0.61 | 0.61 | No | G NWALL NEA | 0 | N
GWINDOW8 | STD_WINDOW_UVALUE_6.878_SHGC_0.25_VT_0.25_EAST | 3.34 | 3.34 | 6.49 | 0.25 | 0.25 | No | G EWALL NEA | 90 | E
GWINDOW9 | STD_WINDOW_UVALUE_6.878_SHGC_0.61_VT_0.61 | 5.2 | 5.2 | 6.49 | 0.61 | 0.61 | No | G NWALL N1A | 0 | N
GWINDOW10 | STD_WINDOW_UVALUE_6.878_SHGC_0.61_VT_0.61 | 5.2 | 5.2 | 6.49 | 0.61 | 0.61 | No | G NWALL N2A | 0 | N
GWINDOW11 | STD_WINDOW_UVALUE_6.878_SHGC_0.25_VT_0.25 | 5.2 | 5.2 | 6.49 | 0.25 | 0.25 | No | G SWALL S1A | 180 | S
GWINDOW12 | STD_WINDOW_UVALUE_6.878_SHGC_0.25_VT_0.25 | 5.2 | 5.2 | 6.49 | 0.25 | 0.25 | No | G SWALL S2A | 180 | S
MWINDOW2 | STD_WINDOW_UVALUE_6.878_SHGC_0.25_VT_0.25_WEST | 3.34 | 6.69 | 6.49 | 0.25 | 0.25 | No | M WWALL SWA | 270 | W
MWINDOW1 | STD_WINDOW_UVALUE_6.878_SHGC_0.25_VT_0.25 | 5.2 | 10.4 | 6.49 | 0.25 | 0.25 | No | M SWALL SWA | 180 | S
MWINDOW4 | STD_WINDOW_UVALUE_6.878_SHGC_0.61_VT_0.61 | 5.2 | 10.4 | 6.49 | 0.61 | 0.61 | No | M NWALL NWA | 0 | N
MWINDOW6 | STD_WINDOW_UVALUE_6.878_SHGC_0.25_VT_0.25_WEST | 3.34 | 6.69 | 6.49 | 0.25 | 0.25 | No | M WWALL NWA | 270 | W
MWINDOW7 | STD_WINDOW_UVALUE_6.878_SHGC_0.25_VT_0.25_EAST | 3.34 | 6.69 | 6.49 | 0.25 | 0.25 | No | M EWALL SEA | 90 | E
MWINDOW3 | STD_WINDOW_UVALUE_6.878_SHGC_0.25_VT_0.25 | 5.2 | 10.4 | 6.49 | 0.25 | 0.25 | No | M SWALL SEA | 180 | S
MWINDOW5 | STD_WINDOW_UVALUE_6.878_SHGC_0.61_VT_0.61 | 5.2 | 10.4 | 6.49 | 0.61 | 0.61 | No | M NWALL NEA | 0 | N
MWINDOW8 | STD_WINDOW_UVALUE_6.878_SHGC_0.25_VT_0.25_EAST | 3.34 | 6.69 | 6.49 | 0.25 | 0.25 | No | M EWALL NEA | 90 | E
MWINDOW9 | STD_WINDOW_UVALUE_6.878_SHGC_0.61_VT_0.61 | 5.2 | 10.4 | 6.49 | 0.61 | 0.61 | No | M NWALL N1A | 0 | N
MWINDOW10 | STD_WINDOW_UVALUE_6.878_SHGC_0.61_VT_0.61 | 5.2 | 10.4 | 6.49 | 0.61 | 0.61 | No | M NWALL N2A | 0 | N
MWINDOW11 | STD_WINDOW_UVALUE_6.878_SHGC_0.25_VT_0.25 | 5.2 | 10.4 | 6.49 | 0.25 | 0.25 | No | M SWALL S1A | 180 | S
MWINDOW12 | STD_WINDOW_UVALUE_6.878_SHGC_0.25_VT_0.25 | 5.2 | 10.4 | 6.49 | 0.25 | 0.25 | No | M SWALL S2A | 180 | S
TWINDOW2 | STD_WINDOW_UVALUE_6.878_SHGC_0.25_VT_0.25_WEST | 3.34 | 3.34 | 6.49 | 0.25 | 0.25 | No | T WWALL SWA | 270 | W
TWINDOW1 | STD_WINDOW_UVALUE_6.878_SHGC_0.25_VT_0.25 | 5.2 | 5.2 | 6.49 | 0.25 | 0.25 | No | T SWALL SWA | 180 | S
TWINDOW4 | STD_WINDOW_UVALUE_6.878_SHGC_0.61_VT_0.61 | 5.2 | 5.2 | 6.49 | 0.61 | 0.61 | No | T NWALL NWA | 0 | N
TWINDOW6 | STD_WINDOW_UVALUE_6.878_SHGC_0.25_VT_0.25_WEST | 3.34 | 3.34 | 6.49 | 0.25 | 0.25 | No | T WWALL NWA | 270 | W
TWINDOW7 | STD_WINDOW_UVALUE_6.878_SHGC_0.25_VT_0.25_EAST | 3.34 | 3.34 | 6.49 | 0.25 | 0.25 | No | T EWALL SEA | 90 | E
TWINDOW3 | STD_WINDOW_UVALUE_6.878_SHGC_0.25_VT_0.25 | 5.2 | 5.2 | 6.49 | 0.25 | 0.25 | No | T SWALL SEA | 180 | S
TWINDOW5 | STD_WINDOW_UVALUE_6.878_SHGC_0.61_VT_0.61 | 5.2 | 5.2 | 6.49 | 0.61 | 0.61 | No | T NWALL NEA | 0 | N
TWINDOW8 | STD_WINDOW_UVALUE_6.878_SHGC_0.25_VT_0.25_EAST | 3.34 | 3.34 | 6.49 | 0.25 | 0.25 | No | T EWALL NEA | 90 | E
TWINDOW9 | STD_WINDOW_UVALUE_6.878_SHGC_0.61_VT_0.61 | 5.2 | 5.2 | 6.49 | 0.61 | 0.61 | No | T NWALL N1A | 0 | N
TWINDOW10 | STD_WINDOW_UVALUE_6.878_SHGC_0.61_VT_0.61 | 5.2 | 5.2 | 6.49 | 0.61 | 0.61 | No | T NWALL N2A | 0 | N
TWINDOW11 | STD_WINDOW_UVALUE_6.878_SHGC_0.25_VT_0.25 | 5.2 | 5.2 | 6.49 | 0.25 | 0.25 | No | T SWALL S1A | 180 | S
TWINDOW12 | STD_WINDOW_UVALUE_6.878_SHGC_0.25_VT_0.25 | 5.2 | 5.2 | 6.49 | 0.25 | 0.25 | No | T SWALL S2A | 180 | S
TWINDOW13 | STD_WINDOW_UVALUE_6.878_SHGC_0.25_VT_0.25_WEST | 1.11 | 1.11 | 6.49 | 0.25 | 0.25 | No | T WWALL C | 270 | W
TWINDOW14 | STD_WINDOW_UVALUE_6.878_SHGC_0.25_VT_0.25_EAST | 1.11 | 1.11 | 6.49 | 0.25 | 0.25 | No | T EWALL C | 90 | E
GWINDOW13 | STD_WINDOW_UVALUE_6.878_SHGC_0.25_VT_0.25_WEST | 1.11 | 1.11 | 6.49 | 0.25 | 0.25 | No | G WWALL C | 270 | W
EAST_DOOR | STD_WINDOW_UVALUE_6.878_SHGC_0.25_VT_0.25_EAST | 3.32 | 3.32 | 6.49 | 0.25 | 0.25 | No | G EWALL C | 90 | E
MWINDOW13 | STD_WINDOW_UVALUE_6.878_SHGC_0.25_VT_0.25_WEST | 1.11 | 2.23 | 6.49 | 0.25 | 0.25 | No | M WWALL C | 270 | W
MWINDOW14 | STD_WINDOW_UVALUE_6.878_SHGC_0.25_VT_0.25_EAST | 1.11 | 2.23 | 6.49 | 0.25 | 0.25 | No | M EWALL C | 90 | E
Total or Average |  |  | 231.09 | 6.49 | 0.38 | 0.379
North Total or Average |  |  | 83.23 | 6.49 | 0.61 | 0.61
Non-North Total or Average |  |  | 147.86 | 6.49 | 0.25 | 0.25
| Type | Nominal Capacity [W] | Nominal Efficiency [W/W]
None
| Type | Nominal Total Capacity [W] | Nominal Sensible Capacity [W] | Nominal Latent Capacity [W] | Nominal Sensible Heat Ratio | Nominal Efficiency [W/W]
SPLITSYSTEMAC:1_UNITARY_PACKAGE_COOLCOIL | Coil:Cooling:DX:SingleSpeed | 4984.92 | 3542.35 | 1442.57 | 0.71 | 3.77
SPLITSYSTEMAC:2_UNITARY_PACKAGE_COOLCOIL | Coil:Cooling:DX:SingleSpeed | 7108.58 | 4805.99 | 2302.59 | 0.68 | 3.67
SPLITSYSTEMAC:3_UNITARY_PACKAGE_COOLCOIL | Coil:Cooling:DX:SingleSpeed | 1669.87 | 1128.97 | 540.9 | 0.68 | 3.69
SPLITSYSTEMAC:4_UNITARY_PACKAGE_COOLCOIL | Coil:Cooling:DX:SingleSpeed | 5069.11 | 3427.14 | 1641.97 | 0.68 | 3.65
SPLITSYSTEMAC:5_UNITARY_PACKAGE_COOLCOIL | Coil:Cooling:DX:SingleSpeed | 4871.57 | 3293.58 | 1577.98 | 0.68 | 3.68
SPLITSYSTEMAC:6_UNITARY_PACKAGE_COOLCOIL | Coil:Cooling:DX:SingleSpeed | 4845.71 | 3276.1 | 1569.61 | 0.68 | 3.68
SPLITSYSTEMAC:7_UNITARY_PACKAGE_COOLCOIL | Coil:Cooling:DX:SingleSpeed | 3675.97 | 2485.26 | 1190.71 | 0.68 | 3.67
SPLITSYSTEMAC:8_UNITARY_PACKAGE_COOLCOIL | Coil:Cooling:DX:SingleSpeed | 3958.66 | 2676.38 | 1282.27 | 0.68 | 3.67
SPLITSYSTEMAC:9_UNITARY_PACKAGE_COOLCOIL | Coil:Cooling:DX:SingleSpeed | 12443.06 | 8412.54 | 4030.52 | 0.68 | 3.66
SPLITSYSTEMAC:10_UNITARY_PACKAGE_COOLCOIL | Coil:Cooling:DX:SingleSpeed | 15929.03 | 10769.35 | 5159.68 | 0.68 | 3.66
SPLITSYSTEMAC:11_UNITARY_PACKAGE_COOLCOIL | Coil:Cooling:DX:SingleSpeed | 9251.46 | 6254.76 | 2996.7 | 0.68 | 3.66
SPLITSYSTEMAC:12_UNITARY_PACKAGE_COOLCOIL | Coil:Cooling:DX:SingleSpeed | 10705.14 | 7237.56 | 3467.57 | 0.68 | 3.6
SPLITSYSTEMAC:13_UNITARY_PACKAGE_COOLCOIL | Coil:Cooling:DX:SingleSpeed | 10436.12 | 7055.69 | 3380.44 | 0.68 | 3.6
SPLITSYSTEMAC:14_UNITARY_PACKAGE_COOLCOIL | Coil:Cooling:DX:SingleSpeed | 10382.69 | 7019.56 | 3363.13 | 0.68 | 3.6
SPLITSYSTEMAC:15_UNITARY_PACKAGE_COOLCOIL | Coil:Cooling:DX:SingleSpeed | 7588.75 | 5130.62 | 2458.12 | 0.68 | 3.61
SPLITSYSTEMAC:16_UNITARY_PACKAGE_COOLCOIL | Coil:Cooling:DX:SingleSpeed | 7535.07 | 5094.33 | 2440.74 | 0.68 | 3.59
SPLITSYSTEMAC:17_UNITARY_PACKAGE_COOLCOIL | Coil:Cooling:DX:SingleSpeed | 8992.56 | 6173.55 | 2819.01 | 0.69 | 3.63
SPLITSYSTEMAC:18_UNITARY_PACKAGE_COOLCOIL | Coil:Cooling:DX:SingleSpeed | 10849.41 | 7514.83 | 3334.57 | 0.69 | 3.65
SPLITSYSTEMAC:19_UNITARY_PACKAGE_COOLCOIL | Coil:Cooling:DX:SingleSpeed | 7310.13 | 4942.26 | 2367.87 | 0.68 | 3.59
SPLITSYSTEMAC:20_UNITARY_PACKAGE_COOLCOIL | Coil:Cooling:DX:SingleSpeed | 8007.35 | 5475.43 | 2531.93 | 0.68 | 3.62
SPLITSYSTEMAC:21_UNITARY_PACKAGE_COOLCOIL | Coil:Cooling:DX:SingleSpeed | 8112.39 | 5484.65 | 2627.74 | 0.68 | 3.61
SPLITSYSTEMAC:22_UNITARY_PACKAGE_COOLCOIL | Coil:Cooling:DX:SingleSpeed | 8077.33 | 5460.95 | 2616.38 | 0.68 | 3.67
SPLITSYSTEMAC:23_UNITARY_PACKAGE_COOLCOIL | Coil:Cooling:DX:SingleSpeed | 6525.77 | 4411.96 | 2113.81 | 0.68 | 3.62
SPLITSYSTEMAC:24_UNITARY_PACKAGE_COOLCOIL | Coil:Cooling:DX:SingleSpeed | 6492.7 | 4389.61 | 2103.09 | 0.68 | 3.62
| Type | Nominal Total Capacity [W] | Nominal Efficiency [W/W]
T CORRIDOR UNIT HEATER COIL | Coil:Heating:Electric | 0 | 1
G CORRIDOR UNIT HEATER COIL | Coil:Heating:Electric | 0 | 1
M CORRIDOR UNIT HEATER COIL | Coil:Heating:Electric | 0 | 1
SPLITSYSTEMAC:1_UNITARY_PACKAGE_HEATCOIL | Coil:Heating:Gas | 2643.9 | 0.8
SPLITSYSTEMAC:2_UNITARY_PACKAGE_HEATCOIL | Coil:Heating:Gas | 5654.08 | 0.8
SPLITSYSTEMAC:3_UNITARY_PACKAGE_HEATCOIL | Coil:Heating:Gas | 1004.83 | 0.8
SPLITSYSTEMAC:4_UNITARY_PACKAGE_HEATCOIL | Coil:Heating:Gas | 5654.08 | 0.8
SPLITSYSTEMAC:5_UNITARY_PACKAGE_HEATCOIL | Coil:Heating:Gas | 5654.08 | 0.8
SPLITSYSTEMAC:6_UNITARY_PACKAGE_HEATCOIL | Coil:Heating:Gas | 5654.08 | 0.8
SPLITSYSTEMAC:7_UNITARY_PACKAGE_HEATCOIL | Coil:Heating:Gas | 5654.08 | 0.8
SPLITSYSTEMAC:8_UNITARY_PACKAGE_HEATCOIL | Coil:Heating:Gas | 5654.08 | 0.8
SPLITSYSTEMAC:9_UNITARY_PACKAGE_HEATCOIL | Coil:Heating:Gas | 11308.16 | 0.8
SPLITSYSTEMAC:10_UNITARY_PACKAGE_HEATCOIL | Coil:Heating:Gas | 13031.26 | 0.8
SPLITSYSTEMAC:11_UNITARY_PACKAGE_HEATCOIL | Coil:Heating:Gas | 11308.16 | 0.8
SPLITSYSTEMAC:12_UNITARY_PACKAGE_HEATCOIL | Coil:Heating:Gas | 11308.16 | 0.8
SPLITSYSTEMAC:13_UNITARY_PACKAGE_HEATCOIL | Coil:Heating:Gas | 11308.16 | 0.8
SPLITSYSTEMAC:14_UNITARY_PACKAGE_HEATCOIL | Coil:Heating:Gas | 11308.16 | 0.8
SPLITSYSTEMAC:15_UNITARY_PACKAGE_HEATCOIL | Coil:Heating:Gas | 11308.16 | 0.8
SPLITSYSTEMAC:16_UNITARY_PACKAGE_HEATCOIL | Coil:Heating:Gas | 11308.16 | 0.8
SPLITSYSTEMAC:17_UNITARY_PACKAGE_HEATCOIL | Coil:Heating:Gas | 6514.46 | 0.8
SPLITSYSTEMAC:18_UNITARY_PACKAGE_HEATCOIL | Coil:Heating:Gas | 8309.94 | 0.8
SPLITSYSTEMAC:19_UNITARY_PACKAGE_HEATCOIL | Coil:Heating:Gas | 5998.85 | 0.8
SPLITSYSTEMAC:20_UNITARY_PACKAGE_HEATCOIL | Coil:Heating:Gas | 5916.78 | 0.8
SPLITSYSTEMAC:21_UNITARY_PACKAGE_HEATCOIL | Coil:Heating:Gas | 6144.08 | 0.8
SPLITSYSTEMAC:22_UNITARY_PACKAGE_HEATCOIL | Coil:Heating:Gas | 6143.78 | 0.8
SPLITSYSTEMAC:23_UNITARY_PACKAGE_HEATCOIL | Coil:Heating:Gas | 5654.08 | 0.8
SPLITSYSTEMAC:24_UNITARY_PACKAGE_HEATCOIL | Coil:Heating:Gas | 5654.08 | 0.8
| Type | Total Efficiency [W/W] | Delta Pressure [pa] | Max Flow Rate [m3/s] | Rated Power [W] | Motor Heat In Air Fraction | End Use
T CORRIDOR UNIT HEATERFAN | Fan:ConstantVolume | 0.54 | 49.8 | 0 | 0 | 1 | Unit Heater Fans
G CORRIDOR UNIT HEATERFAN | Fan:ConstantVolume | 0.54 | 49.8 | 0 | 0 | 1 | Unit Heater Fans
M CORRIDOR UNIT HEATERFAN | Fan:ConstantVolume | 0.54 | 49.8 | 0 | 0 | 1 | Unit Heater Fans
SPLITSYSTEMAC:1_UNITARY_PACKAGE_FAN | Fan:OnOff | 0.54 | 622 | 0.23 | 265.65 | 1 | Unitary Fans
SPLITSYSTEMAC:2_UNITARY_PACKAGE_FAN | Fan:OnOff | 0.54 | 622 | 0.29 | 332.04 | 1 | Unitary Fans
SPLITSYSTEMAC:3_UNITARY_PACKAGE_FAN | Fan:OnOff | 0.54 | 622 | 0.07 | 78 | 1 | Unitary Fans
SPLITSYSTEMAC:4_UNITARY_PACKAGE_FAN | Fan:OnOff | 0.54 | 622 | 0.2 | 236.78 | 1 | Unitary Fans
SPLITSYSTEMAC:5_UNITARY_PACKAGE_FAN | Fan:OnOff | 0.54 | 622 | 0.2 | 227.55 | 1 | Unitary Fans
SPLITSYSTEMAC:6_UNITARY_PACKAGE_FAN | Fan:OnOff | 0.54 | 622 | 0.2 | 226.34 | 1 | Unitary Fans
SPLITSYSTEMAC:7_UNITARY_PACKAGE_FAN | Fan:OnOff | 0.54 | 622 | 0.15 | 171.7 | 1 | Unitary Fans
SPLITSYSTEMAC:8_UNITARY_PACKAGE_FAN | Fan:OnOff | 0.54 | 622 | 0.16 | 184.91 | 1 | Unitary Fans
SPLITSYSTEMAC:9_UNITARY_PACKAGE_FAN | Fan:OnOff | 0.54 | 622 | 0.5 | 581.21 | 1 | Unitary Fans
SPLITSYSTEMAC:10_UNITARY_PACKAGE_FAN | Fan:OnOff | 0.54 | 622 | 0.64 | 744.04 | 1 | Unitary Fans
SPLITSYSTEMAC:11_UNITARY_PACKAGE_FAN | Fan:OnOff | 0.54 | 622 | 0.37 | 432.13 | 1 | Unitary Fans
SPLITSYSTEMAC:12_UNITARY_PACKAGE_FAN | Fan:OnOff | 0.59 | 622 | 0.43 | 453.32 | 1 | Unitary Fans
SPLITSYSTEMAC:13_UNITARY_PACKAGE_FAN | Fan:OnOff | 0.59 | 622 | 0.42 | 441.93 | 1 | Unitary Fans
SPLITSYSTEMAC:14_UNITARY_PACKAGE_FAN | Fan:OnOff | 0.59 | 622 | 0.42 | 439.67 | 1 | Unitary Fans
SPLITSYSTEMAC:15_UNITARY_PACKAGE_FAN | Fan:OnOff | 0.59 | 622 | 0.31 | 321.36 | 1 | Unitary Fans
SPLITSYSTEMAC:16_UNITARY_PACKAGE_FAN | Fan:OnOff | 0.59 | 622 | 0.3 | 319.08 | 1 | Unitary Fans
SPLITSYSTEMAC:17_UNITARY_PACKAGE_FAN | Fan:OnOff | 0.59 | 622 | 0.38 | 397.02 | 1 | Unitary Fans
SPLITSYSTEMAC:18_UNITARY_PACKAGE_FAN | Fan:OnOff | 0.59 | 622 | 0.47 | 490.49 | 1 | Unitary Fans
SPLITSYSTEMAC:19_UNITARY_PACKAGE_FAN | Fan:OnOff | 0.59 | 622 | 0.29 | 309.56 | 1 | Unitary Fans
SPLITSYSTEMAC:20_UNITARY_PACKAGE_FAN | Fan:OnOff | 0.59 | 622 | 0.33 | 349.76 | 1 | Unitary Fans
SPLITSYSTEMAC:21_UNITARY_PACKAGE_FAN | Fan:OnOff | 0.59 | 622 | 0.33 | 343.53 | 1 | Unitary Fans
SPLITSYSTEMAC:22_UNITARY_PACKAGE_FAN | Fan:OnOff | 0.54 | 622 | 0.33 | 377.29 | 1 | Unitary Fans
SPLITSYSTEMAC:23_UNITARY_PACKAGE_FAN | Fan:OnOff | 0.57 | 622 | 0.26 | 287.4 | 1 | Unitary Fans
SPLITSYSTEMAC:24_UNITARY_PACKAGE_FAN | Fan:OnOff | 0.57 | 622 | 0.26 | 285.94 | 1 | Unitary Fans
| Type | Control | Head [pa] | Power [W] | Motor Efficiency [W/W]
SWHSYS1 PUMP | Pump:VariableSpeed | INTERMITTENT | 0.01 | 0 | 1
| Type | Storage Volume [m3] | Input [W] | Thermal Efficiency [W/W] | Recovery Efficiency [W/W] | Energy Factor
SWHSYS1 WATER HEATER | WaterHeater:Mixed | 0 | 211500 | 0.8 | 704.88 | 0.55
| CO2:FACILITY [kg] | NOX:FACILITY [kg] | SO2:FACILITY [kg] | PM:FACILITY [kg] | HG:FACILITY [kg] | WATERENVIRONMENTALFACTORS:FACILITY [L] | CARBON EQUIVALENT:FACILITY [kg]
January | 21030.8371 | 26.0558 | 97.6223 | 0 | 0.0003 | 33293.5655 | 8176.6021
February | 18002.515 | 22.4008 | 84.9216 | 0 | 0.0002 | 28962.5778 | 7011.7008
March | 19458.5284 | 24.9103 | 101.5624 | 0 | 0.0003 | 34641.5635 | 7668.7355
April | 22048.7083 | 28.5046 | 118.9818 | 0 | 0.0003 | 40584.387 | 8725.4369
May | 27485.4352 | 35.6906 | 150.5239 | 0 | 0.0004 | 51344.0395 | 10897.2206
June | 30968.5118 | 40.3227 | 171.1284 | 0 | 0.0005 | 58372.7619 | 12292.2408
July | 35439.9819 | 46.2092 | 196.7393 | 0 | 0.0006 | 67109.0717 | 14075.3909
August | 34001.3954 | 44.3149 | 188.4936 | 0 | 0.0005 | 64296.313 | 13501.6502
September | 28889.8318 | 37.5817 | 159.1595 | 0 | 0.0004 | 54289.9459 | 11462.7168
October | 24174.4081 | 31.3214 | 131.4142 | 0 | 0.0004 | 44825.3484 | 9575.4983
November | 19932.8638 | 25.6244 | 105.5355 | 0 | 0.0003 | 35997.2296 | 7869.4546
December | 19796.6332 | 24.6966 | 94.2732 | 0 | 0.0003 | 32152.2694 | 7718.6578
Annual Sum or Average | 301229.65 | 387.6329 | 1600.3558 | 0 | 0.0045 | 545869.0731 | 118975.3052
Minimum of Months | 18002.515 | 22.4008 | 84.9216 | 0 | 0.0002 | 28962.5778 | 7011.7008
Maximum of Months | 35439.9819 | 46.2092 | 196.7393 | 0 | 0.0006 | 67109.0717 | 14075.3909
| ELECTRICITY:FACILITY [J] | ELECTRICITY:FACILITY {Maximum}[W] | ELECTRICITY:FACILITY {TIMESTAMP} | INTERIORLIGHTS:ELECTRICITY {AT MAX/MIN} [W] | INTERIOREQUIPMENT:ELECTRICITY {AT MAX/MIN} [W] | FANS:ELECTRICITY {AT MAX/MIN} [W] | HEATING:ELECTRICITY {AT MAX/MIN} [W] | COOLING:ELECTRICITY {AT MAX/MIN} [W] | EXTERIORLIGHTS:ELECTRICITY {AT MAX/MIN} [W] | PUMPS:ELECTRICITY {AT MAX/MIN} [W] | HEATREJECTION:ELECTRICITY [Invalid/Undefined] | EXTERIOREQUIPMENT:ELECTRICITY [Invalid/Undefined] | HUMIDIFICATION:ELECTRICITY [Invalid/Undefined] | HEATRECOVERY:ELECTRICITY [Invalid/Undefined] | WATERSYSTEMS:ELECTRICITY [Invalid/Undefined] | REFRIGERATION:ELECTRICITY [Invalid/Undefined] | GENERATORS:ELECTRICITY [Invalid/Undefined] | ELECTRICITYPRODUCED:FACILITY [Invalid/Undefined]
January | 73662100000 | 58401.804 | 22-JAN-18:30 | 10630.253 | 23210.456 | 2549.932 | 0 | 13711.698 | 8299.466 | 0 | 0 | 0 | 0 | 0 | 0 | 0 | 0 | 0
February | 64079800000 | 58377.33 | 22-FEB-18:15 | 10630.253 | 23210.456 | 2595.4 | 0 | 13641.755 | 8299.466 | 0 | 0 | 0 | 0 | 0 | 0 | 0 | 0 | 0
March | 76644500000 | 65634.201 | 26-MAR-18:45 | 12294.589 | 20556.855 | 3778.189 | 0 | 20705.102 | 8299.466 | 0 | 0 | 0 | 0 | 0 | 0 | 0 | 0 | 0
April | 89793000000 | 75208.831 | 30-APR-18:00 | 12294.589 | 20556.855 | 5200.336 | 0 | 28857.584 | 8299.466 | 0 | 0 | 0 | 0 | 0 | 0 | 0 | 0 | 0
May | 113599000000 | 86574.563 | 26-MAY-19:15 | 12443.002 | 19968.13 | 6722.848 | 0 | 39141.117 | 8299.466 | 0 | 0 | 0 | 0 | 0 | 0 | 0 | 0 | 0
June | 129150000000 | 86175.399 | 13-JUN-17:30 | 10630.253 | 23210.456 | 7406.965 | 0 | 44927.725 | 0 | 0 | 0 | 0 | 0 | 0 | 0 | 0 | 0 | 0
July | 148479000000 | 90419.253 | 03-JUL-19:30 | 12443.002 | 19968.13 | 7208.208 | 0 | 42500.447 | 8299.466 | 0 | 0 | 0 | 0 | 0 | 0 | 0 | 0 | 0
August | 142256000000 | 93630.863 | 06-AUG-19:15 | 12443.002 | 19968.13 | 7675.531 | 0 | 45244.734 | 8299.466 | 0 | 0 | 0 | 0 | 0 | 0 | 0 | 0 | 0
September | 120117000000 | 85898.212 | 16-SEP-18:30 | 12294.589 | 20556.855 | 6702.274 | 0 | 38045.028 | 8299.466 | 0 | 0 | 0 | 0 | 0 | 0 | 0 | 0 | 0
October | 99176200000 | 77099.237 | 29-OCT-17:45 | 10630.253 | 23210.456 | 5348.252 | 0 | 29610.81 | 8299.466 | 0 | 0 | 0 | 0 | 0 | 0 | 0 | 0 | 0
November | 79643900000 | 65893.165 | 27-NOV-18:30 | 10630.253 | 23210.456 | 3644.879 | 0 | 20108.111 | 8299.466 | 0 | 0 | 0 | 0 | 0 | 0 | 0 | 0 | 0
December | 71137000000 | 61726.236 | 02-DEC-18:00 | 10630.253 | 23210.456 | 3007.829 | 0 | 16578.233 | 8299.466 | 0 | 0 | 0 | 0 | 0 | 0 | 0 | 0 | 0
Annual Sum or Average | 1207740000000 | [9 empty] | 0 | 0 | 0 | 0 | 0 | 0 | 0 | 0
Minimum of Months | 64079800000 | 58377.33 |  | 10630.253 | 19968.13 | 2549.932 | 0 | 13641.755 | 0 | 0 | 0 | 0 | 0 | 0 | 0 | 0 | 0 | 0
Maximum of Months | 148479000000 | 93630.863 |  | 12443.002 | 23210.456 | 7675.531 | 0 | 45244.734 | 8299.466 | 0 | 0 | 0 | 0 | 0 | 0 | 0 | 0 | 0
| Electric | Gas | Other | Total
Cost ($) | 39456.16 | 3194.1 | 0 | 42650.26
Cost per Total Building Area ($/m2) | 12.59 | 1.02 | 0 | 13.61
Cost per Net Conditioned Building Area ($/m2) | 12.59 | 1.02 | 0 | 13.61

## Phoenix (hidden)
| Total Energy [GJ] | Energy Per Total Building Area [MJ/m2] | Energy Per Conditioned Building Area [MJ/m2]
Total Site Energy | 1528.62 | 487.66 | 487.66
Net Site Energy | 1528.62 | 487.66 | 487.66
Total Source Energy | 4200.79 | 1340.14 | 1340.14
Net Source Energy | 4200.79 | 1340.14 | 1340.14
Area [m2]
Total Building Area | 3134.59
Net Conditioned Building Area | 3134.59
Unconditioned Building Area | 0
| Electricity [GJ] | Natural Gas [GJ] | Other Fuel [GJ] | District Cooling [GJ] | District Heating [GJ] | Water [m3]
Heating | 0 | 71.2 | 0 | 0 | 0 | 0
Cooling | 383 | 0 | 0 | 0 | 0 | 0
Interior Lighting | 173.35 | 0 | 0 | 0 | 0 | 0
Exterior Lighting | 130.37 | 0 | 0 | 0 | 0 | 0
Interior Equipment | 449.59 | 0 | 0 | 0 | 0 | 0
Exterior Equipment | 0 | 0 | 0 | 0 | 0 | 0
Fans | 86.06 | 0 | 0 | 0 | 0 | 0
Pumps | 0 | 0 | 0 | 0 | 0 | 0
Heat Rejection | 0 | 0 | 0 | 0 | 0 | 0
Humidification | 0 | 0 | 0 | 0 | 0 | 0
Heat Recovery | 0 | 0 | 0 | 0 | 0 | 0
Water Systems | 0 | 235.05 | 0 | 0 | 0 | 1874.65
Refrigeration | 0 | 0 | 0 | 0 | 0 | 0
Generators | 0 | 0 | 0 | 0 | 0 | 0
Total End Uses | 1222.37 | 306.25 | 0 | 0 | 0 | 1874.65
| Area [m2] | Conditioned (Y/N) | Volume [m3] | Multipliers | Gross Wall Area [m2] | Window Glass Area [m2] | Lighting [W/m2] | People [m2] per person | Plug and Process [W/m2]
G SW APARTMENT | 88.25 | Yes | 268.96 | 1 | 58.52 | 8.55 | 3.875 | 35.3 | 5.38
G NW APARTMENT | 88.25 | Yes | 268.96 | 1 | 58.52 | 8.55 | 3.875 | 35.3 | 5.38
OFFICE | 88.25 | Yes | 268.96 | 1 | 58.52 | 8.55 | 10.76 | 44.12 | 12.9
G NE APARTMENT | 88.25 | Yes | 268.96 | 1 | 58.52 | 8.55 | 3.875 | 35.3 | 5.38
G N1 APARTMENT | 88.25 | Yes | 268.96 | 1 | 35.3 | 5.2 | 3.875 | 35.3 | 5.38
G N2 APARTMENT | 88.25 | Yes | 268.96 | 1 | 35.3 | 5.2 | 3.875 | 35.3 | 5.38
G S1 APARTMENT | 88.25 | Yes | 268.96 | 1 | 35.3 | 5.2 | 3.875 | 35.3 | 5.38
G S2 APARTMENT | 88.25 | Yes | 268.96 | 1 | 35.3 | 5.2 | 3.875 | 35.3 | 5.38
M SW APARTMENT | 88.25 | Yes | 268.96 | 2 | 58.52 | 8.55 | 3.875 | 35.3 | 5.38
M NW APARTMENT | 88.25 | Yes | 268.96 | 2 | 58.52 | 8.55 | 3.875 | 35.3 | 5.38
M SE APARTMENT | 88.25 | Yes | 268.96 | 2 | 58.52 | 8.55 | 3.875 | 35.3 | 5.38
M NE APARTMENT | 88.25 | Yes | 268.96 | 2 | 58.52 | 8.55 | 3.875 | 35.3 | 5.38
M N1 APARTMENT | 88.25 | Yes | 268.96 | 2 | 35.3 | 5.2 | 3.875 | 35.3 | 5.38
M N2 APARTMENT | 88.25 | Yes | 268.96 | 2 | 35.3 | 5.2 | 3.875 | 35.3 | 5.38
M S1 APARTMENT | 88.25 | Yes | 268.96 | 2 | 35.3 | 5.2 | 3.875 | 35.3 | 5.38
M S2 APARTMENT | 88.25 | Yes | 268.96 | 2 | 35.3 | 5.2 | 3.875 | 35.3 | 5.38
T SW APARTMENT | 88.25 | Yes | 268.96 | 1 | 58.52 | 8.55 | 3.875 | 35.3 | 5.38
T NW APARTMENT | 88.25 | Yes | 268.96 | 1 | 58.52 | 8.55 | 3.875 | 35.3 | 5.38
T SE APARTMENT | 88.25 | Yes | 268.96 | 1 | 58.52 | 8.55 | 3.875 | 35.3 | 5.38
T NE APARTMENT | 88.25 | Yes | 268.96 | 1 | 58.52 | 8.55 | 3.875 | 35.3 | 5.38
T N1 APARTMENT | 88.25 | Yes | 268.96 | 1 | 35.3 | 5.2 | 3.875 | 35.3 | 5.38
T N2 APARTMENT | 88.25 | Yes | 268.96 | 1 | 35.3 | 5.2 | 3.875 | 35.3 | 5.38
T S1 APARTMENT | 88.25 | Yes | 268.96 | 1 | 35.3 | 5.2 | 3.875 | 35.3 | 5.38
T S2 APARTMENT | 88.25 | Yes | 268.96 | 1 | 35.3 | 5.2 | 3.875 | 35.3 | 5.38
T CORRIDOR | 77.66 | Yes | 236.69 | 1 | 10.22 | 2.23 | 5.38 |  | 0
G CORRIDOR | 77.66 | Yes | 236.69 | 1 | 10.22 | 4.43 | 5.38 |  | 209.035
M CORRIDOR | 77.66 | Yes | 236.69 | 2 | 10.22 | 2.23 | 5.38 |  | 0
Total | 3134.59 |  | 9553.6 |  | 1542.01 | 231.09 | 4.218 | 39.43 | 10.2373
Conditioned Total | 3134.59 |  | 9553.6 |  | 1542.01 | 231.09 | 4.218 | 39.43 | 10.2373
Unconditioned Total | 0 |  | 0 |  | 0 | 0
| Construction | Reflectance | U-Factor with Film [W/m2-K] | U-Factor no Film [W/m2-K] | Gross Area [m2] | Azimuth [deg] | Tilt [deg] | Cardinal Direction
G SWALL SWA | STEEL-FRAMED_R-13_EXT-WALL | 0.3 | 0.704 | 0.79 | 35.3 | 180 | 90 | S
G WWALL SWA | STEEL-FRAMED_R-13_EXT-WALL | 0.3 | 0.704 | 0.79 | 23.22 | 270 | 90 | W
G GFLOOR SWA | UNHEATED - 4IN SLAB WITH CARPET_EXT-SLAB | 0.3 | 1.862 | 3.4 | 88.25 | 270 | 180
G NWALL NWA | STEEL-FRAMED_R-13_EXT-WALL | 0.3 | 0.704 | 0.79 | 35.3 | 0 | 90 | N
G WWALL NWA | STEEL-FRAMED_R-13_EXT-WALL | 0.3 | 0.704 | 0.79 | 23.22 | 270 | 90 | W
G GFLOOR NWA | UNHEATED - 4IN SLAB WITH CARPET_EXT-SLAB | 0.3 | 1.862 | 3.4 | 88.25 | 270 | 180
G SWALL SEA | STEEL-FRAMED_R-13_EXT-WALL | 0.3 | 0.704 | 0.79 | 35.3 | 180 | 90 | S
G EWALL SEA | STEEL-FRAMED_R-13_EXT-WALL | 0.3 | 0.704 | 0.79 | 23.22 | 90 | 90 | E
G GFLOOR SEA | UNHEATED - 4IN SLAB WITH CARPET_EXT-SLAB | 0.3 | 1.862 | 3.4 | 88.25 | 270 | 180
G NWALL NEA | STEEL-FRAMED_R-13_EXT-WALL | 0.3 | 0.704 | 0.79 | 35.3 | 0 | 90 | N
G EWALL NEA | STEEL-FRAMED_R-13_EXT-WALL | 0.3 | 0.704 | 0.79 | 23.22 | 90 | 90 | E
G GFLOOR NEA | UNHEATED - 4IN SLAB WITH CARPET_EXT-SLAB | 0.3 | 1.862 | 3.4 | 88.25 | 270 | 180
G NWALL N1A | STEEL-FRAMED_R-13_EXT-WALL | 0.3 | 0.704 | 0.79 | 35.3 | 0 | 90 | N
G GFLOOR N1A | UNHEATED - 4IN SLAB WITH CARPET_EXT-SLAB | 0.3 | 1.862 | 3.4 | 88.25 | 270 | 180
G NWALL N2A | STEEL-FRAMED_R-13_EXT-WALL | 0.3 | 0.704 | 0.79 | 35.3 | 0 | 90 | N
G GFLOOR N2A | UNHEATED - 4IN SLAB WITH CARPET_EXT-SLAB | 0.3 | 1.862 | 3.4 | 88.25 | 270 | 180
G SWALL S1A | STEEL-FRAMED_R-13_EXT-WALL | 0.3 | 0.704 | 0.79 | 35.3 | 180 | 90 | S
G GFLOOR S1A | UNHEATED - 4IN SLAB WITH CARPET_EXT-SLAB | 0.3 | 1.862 | 3.4 | 88.25 | 270 | 180
G SWALL S2A | STEEL-FRAMED_R-13_EXT-WALL | 0.3 | 0.704 | 0.79 | 35.3 | 180 | 90 | S
G GFLOOR S2A | UNHEATED - 4IN SLAB WITH CARPET_EXT-SLAB | 0.3 | 1.862 | 3.4 | 88.25 | 270 | 180
M WWALL SWA | STEEL-FRAMED_R-13_EXT-WALL | 0.3 | 0.704 | 0.79 | 46.45 | 270 | 90 | W
M SWALL SWA | STEEL-FRAMED_R-13_EXT-WALL | 0.3 | 0.704 | 0.79 | 70.6 | 180 | 90 | S
M NWALL NWA | STEEL-FRAMED_R-13_EXT-WALL | 0.3 | 0.704 | 0.79 | 70.6 | 0 | 90 | N
M WWALL NWA | STEEL-FRAMED_R-13_EXT-WALL | 0.3 | 0.704 | 0.79 | 46.45 | 270 | 90 | W
M EWALL SEA | STEEL-FRAMED_R-13_EXT-WALL | 0.3 | 0.704 | 0.79 | 46.45 | 90 | 90 | E
M SWALL SEA | STEEL-FRAMED_R-13_EXT-WALL | 0.3 | 0.704 | 0.79 | 70.6 | 180 | 90 | S
M NWALL NEA | STEEL-FRAMED_R-13_EXT-WALL | 0.3 | 0.704 | 0.79 | 70.6 | 0 | 90 | N
M EWALL NEA | STEEL-FRAMED_R-13_EXT-WALL | 0.3 | 0.704 | 0.79 | 46.45 | 90 | 90 | E
M NWALL N1A | STEEL-FRAMED_R-13_EXT-WALL | 0.3 | 0.704 | 0.79 | 70.6 | 0 | 90 | N
M NWALL N2A | STEEL-FRAMED_R-13_EXT-WALL | 0.3 | 0.704 | 0.79 | 70.6 | 0 | 90 | N
M SWALL S1A | STEEL-FRAMED_R-13_EXT-WALL | 0.3 | 0.704 | 0.79 | 70.6 | 180 | 90 | S
M SWALL S2A | STEEL-FRAMED_R-13_EXT-WALL | 0.3 | 0.704 | 0.79 | 70.6 | 180 | 90 | S
T WWALL SWA | STEEL-FRAMED_R-13_EXT-WALL | 0.3 | 0.704 | 0.79 | 23.22 | 270 | 90 | W
T SWALL SWA | STEEL-FRAMED_R-13_EXT-WALL | 0.3 | 0.704 | 0.79 | 35.3 | 180 | 90 | S
T ROOF SWA | IEAD_R-15 CI_ROOF | 0.3 | 0.357 | 0.38 | 88.25 | 0 | 0
T NWALL NWA | STEEL-FRAMED_R-13_EXT-WALL | 0.3 | 0.704 | 0.79 | 35.3 | 0 | 90 | N
T WWALL NWA | STEEL-FRAMED_R-13_EXT-WALL | 0.3 | 0.704 | 0.79 | 23.22 | 270 | 90 | W
T ROOF NWA | IEAD_R-15 CI_ROOF | 0.3 | 0.357 | 0.38 | 88.25 | 0 | 0
T EWALL SEA | STEEL-FRAMED_R-13_EXT-WALL | 0.3 | 0.704 | 0.79 | 23.22 | 90 | 90 | E
T SWALL SEA | STEEL-FRAMED_R-13_EXT-WALL | 0.3 | 0.704 | 0.79 | 35.3 | 180 | 90 | S
T ROOF SEA | IEAD_R-15 CI_ROOF | 0.3 | 0.357 | 0.38 | 88.25 | 0 | 0
T NWALL NEA | STEEL-FRAMED_R-13_EXT-WALL | 0.3 | 0.704 | 0.79 | 35.3 | 0 | 90 | N
T EWALL NEA | STEEL-FRAMED_R-13_EXT-WALL | 0.3 | 0.704 | 0.79 | 23.22 | 90 | 90 | E
T ROOF NEA | IEAD_R-15 CI_ROOF | 0.3 | 0.357 | 0.38 | 88.25 | 0 | 0
T NWALL N1A | STEEL-FRAMED_R-13_EXT-WALL | 0.3 | 0.704 | 0.79 | 35.3 | 0 | 90 | N
T ROOF N1A | IEAD_R-15 CI_ROOF | 0.3 | 0.357 | 0.38 | 88.25 | 0 | 0
T NWALL N2A | STEEL-FRAMED_R-13_EXT-WALL | 0.3 | 0.704 | 0.79 | 35.3 | 0 | 90 | N
T ROOF N2A | IEAD_R-15 CI_ROOF | 0.3 | 0.357 | 0.38 | 88.25 | 0 | 0
T SWALL S1A | STEEL-FRAMED_R-13_EXT-WALL | 0.3 | 0.704 | 0.79 | 35.3 | 180 | 90 | S
T ROOF S1A | IEAD_R-15 CI_ROOF | 0.3 | 0.357 | 0.38 | 88.25 | 0 | 0
T SWALL S2A | STEEL-FRAMED_R-13_EXT-WALL | 0.3 | 0.704 | 0.79 | 35.3 | 180 | 90 | S
T ROOF S2A | IEAD_R-15 CI_ROOF | 0.3 | 0.357 | 0.38 | 88.25 | 0 | 0
T WWALL C | STEEL-FRAMED_R-13_EXT-WALL | 0.3 | 0.704 | 0.79 | 5.11 | 270 | 90 | W
T EWALL C | STEEL-FRAMED_R-13_EXT-WALL | 0.3 | 0.704 | 0.79 | 5.11 | 90 | 90 | E
T ROOF C | IEAD_R-15 CI_ROOF | 0.3 | 0.357 | 0.38 | 77.66 | 0 | 0
G WWALL C | STEEL-FRAMED_R-13_EXT-WALL | 0.3 | 0.704 | 0.79 | 5.11 | 270 | 90 | W
G EWALL C | STEEL-FRAMED_R-13_EXT-WALL | 0.3 | 0.704 | 0.79 | 5.11 | 90 | 90 | E
G FLOOR C | UNHEATED - 4IN SLAB WITH CARPET_EXT-SLAB | 0.3 | 1.862 | 3.4 | 77.66 | 270 | 180
M WWALL C | STEEL-FRAMED_R-13_EXT-WALL | 0.3 | 0.704 | 0.79 | 10.22 | 270 | 90 | W
M EWALL C | STEEL-FRAMED_R-13_EXT-WALL | 0.3 | 0.704 | 0.79 | 10.22 | 90 | 90 | E
| Construction | Area of One Opening [m2] | Area of Openings [m2] | U-Factor [W/m2-K] | SHGC | Visible Transmittance | Shade Control | Parent Surface | Azimuth [deg] | Cardinal Direction
GWINDOW1 | STD_WINDOW_UVALUE_6.878_SHGC_0.25_VT_0.25 | 5.2 | 5.2 | 6.49 | 0.25 | 0.25 | No | G SWALL SWA | 180 | S
GWINDOW2 | STD_WINDOW_UVALUE_6.878_SHGC_0.25_VT_0.25_WEST | 3.34 | 3.34 | 6.49 | 0.25 | 0.25 | No | G WWALL SWA | 270 | W
GWINDOW4 | STD_WINDOW_UVALUE_6.878_SHGC_0.61_VT_0.61 | 5.2 | 5.2 | 6.49 | 0.61 | 0.61 | No | G NWALL NWA | 0 | N
GWINDOW6 | STD_WINDOW_UVALUE_6.878_SHGC_0.25_VT_0.25_WEST | 3.34 | 3.34 | 6.49 | 0.25 | 0.25 | No | G WWALL NWA | 270 | W
GWINDOW3 | STD_WINDOW_UVALUE_6.878_SHGC_0.25_VT_0.25 | 5.2 | 5.2 | 6.49 | 0.25 | 0.25 | No | G SWALL SEA | 180 | S
GWINDOW7 | STD_WINDOW_UVALUE_6.878_SHGC_0.25_VT_0.25_EAST | 3.34 | 3.34 | 6.49 | 0.25 | 0.25 | No | G EWALL SEA | 90 | E
GWINDOW5 | STD_WINDOW_UVALUE_6.878_SHGC_0.61_VT_0.61 | 5.2 | 5.2 | 6.49 | 0.61 | 0.61 | No | G NWALL NEA | 0 | N
GWINDOW8 | STD_WINDOW_UVALUE_6.878_SHGC_0.25_VT_0.25_EAST | 3.34 | 3.34 | 6.49 | 0.25 | 0.25 | No | G EWALL NEA | 90 | E
GWINDOW9 | STD_WINDOW_UVALUE_6.878_SHGC_0.61_VT_0.61 | 5.2 | 5.2 | 6.49 | 0.61 | 0.61 | No | G NWALL N1A | 0 | N
GWINDOW10 | STD_WINDOW_UVALUE_6.878_SHGC_0.61_VT_0.61 | 5.2 | 5.2 | 6.49 | 0.61 | 0.61 | No | G NWALL N2A | 0 | N
GWINDOW11 | STD_WINDOW_UVALUE_6.878_SHGC_0.25_VT_0.25 | 5.2 | 5.2 | 6.49 | 0.25 | 0.25 | No | G SWALL S1A | 180 | S
GWINDOW12 | STD_WINDOW_UVALUE_6.878_SHGC_0.25_VT_0.25 | 5.2 | 5.2 | 6.49 | 0.25 | 0.25 | No | G SWALL S2A | 180 | S
MWINDOW2 | STD_WINDOW_UVALUE_6.878_SHGC_0.25_VT_0.25_WEST | 3.34 | 6.69 | 6.49 | 0.25 | 0.25 | No | M WWALL SWA | 270 | W
MWINDOW1 | STD_WINDOW_UVALUE_6.878_SHGC_0.25_VT_0.25 | 5.2 | 10.4 | 6.49 | 0.25 | 0.25 | No | M SWALL SWA | 180 | S
MWINDOW4 | STD_WINDOW_UVALUE_6.878_SHGC_0.61_VT_0.61 | 5.2 | 10.4 | 6.49 | 0.61 | 0.61 | No | M NWALL NWA | 0 | N
MWINDOW6 | STD_WINDOW_UVALUE_6.878_SHGC_0.25_VT_0.25_WEST | 3.34 | 6.69 | 6.49 | 0.25 | 0.25 | No | M WWALL NWA | 270 | W
MWINDOW7 | STD_WINDOW_UVALUE_6.878_SHGC_0.25_VT_0.25_EAST | 3.34 | 6.69 | 6.49 | 0.25 | 0.25 | No | M EWALL SEA | 90 | E
MWINDOW3 | STD_WINDOW_UVALUE_6.878_SHGC_0.25_VT_0.25 | 5.2 | 10.4 | 6.49 | 0.25 | 0.25 | No | M SWALL SEA | 180 | S
MWINDOW5 | STD_WINDOW_UVALUE_6.878_SHGC_0.61_VT_0.61 | 5.2 | 10.4 | 6.49 | 0.61 | 0.61 | No | M NWALL NEA | 0 | N
MWINDOW8 | STD_WINDOW_UVALUE_6.878_SHGC_0.25_VT_0.25_EAST | 3.34 | 6.69 | 6.49 | 0.25 | 0.25 | No | M EWALL NEA | 90 | E
MWINDOW9 | STD_WINDOW_UVALUE_6.878_SHGC_0.61_VT_0.61 | 5.2 | 10.4 | 6.49 | 0.61 | 0.61 | No | M NWALL N1A | 0 | N
MWINDOW10 | STD_WINDOW_UVALUE_6.878_SHGC_0.61_VT_0.61 | 5.2 | 10.4 | 6.49 | 0.61 | 0.61 | No | M NWALL N2A | 0 | N
MWINDOW11 | STD_WINDOW_UVALUE_6.878_SHGC_0.25_VT_0.25 | 5.2 | 10.4 | 6.49 | 0.25 | 0.25 | No | M SWALL S1A | 180 | S
MWINDOW12 | STD_WINDOW_UVALUE_6.878_SHGC_0.25_VT_0.25 | 5.2 | 10.4 | 6.49 | 0.25 | 0.25 | No | M SWALL S2A | 180 | S
TWINDOW2 | STD_WINDOW_UVALUE_6.878_SHGC_0.25_VT_0.25_WEST | 3.34 | 3.34 | 6.49 | 0.25 | 0.25 | No | T WWALL SWA | 270 | W
TWINDOW1 | STD_WINDOW_UVALUE_6.878_SHGC_0.25_VT_0.25 | 5.2 | 5.2 | 6.49 | 0.25 | 0.25 | No | T SWALL SWA | 180 | S
TWINDOW4 | STD_WINDOW_UVALUE_6.878_SHGC_0.61_VT_0.61 | 5.2 | 5.2 | 6.49 | 0.61 | 0.61 | No | T NWALL NWA | 0 | N
TWINDOW6 | STD_WINDOW_UVALUE_6.878_SHGC_0.25_VT_0.25_WEST | 3.34 | 3.34 | 6.49 | 0.25 | 0.25 | No | T WWALL NWA | 270 | W
TWINDOW7 | STD_WINDOW_UVALUE_6.878_SHGC_0.25_VT_0.25_EAST | 3.34 | 3.34 | 6.49 | 0.25 | 0.25 | No | T EWALL SEA | 90 | E
TWINDOW3 | STD_WINDOW_UVALUE_6.878_SHGC_0.25_VT_0.25 | 5.2 | 5.2 | 6.49 | 0.25 | 0.25 | No | T SWALL SEA | 180 | S
TWINDOW5 | STD_WINDOW_UVALUE_6.878_SHGC_0.61_VT_0.61 | 5.2 | 5.2 | 6.49 | 0.61 | 0.61 | No | T NWALL NEA | 0 | N
TWINDOW8 | STD_WINDOW_UVALUE_6.878_SHGC_0.25_VT_0.25_EAST | 3.34 | 3.34 | 6.49 | 0.25 | 0.25 | No | T EWALL NEA | 90 | E
TWINDOW9 | STD_WINDOW_UVALUE_6.878_SHGC_0.61_VT_0.61 | 5.2 | 5.2 | 6.49 | 0.61 | 0.61 | No | T NWALL N1A | 0 | N
TWINDOW10 | STD_WINDOW_UVALUE_6.878_SHGC_0.61_VT_0.61 | 5.2 | 5.2 | 6.49 | 0.61 | 0.61 | No | T NWALL N2A | 0 | N
TWINDOW11 | STD_WINDOW_UVALUE_6.878_SHGC_0.25_VT_0.25 | 5.2 | 5.2 | 6.49 | 0.25 | 0.25 | No | T SWALL S1A | 180 | S
TWINDOW12 | STD_WINDOW_UVALUE_6.878_SHGC_0.25_VT_0.25 | 5.2 | 5.2 | 6.49 | 0.25 | 0.25 | No | T SWALL S2A | 180 | S
TWINDOW13 | STD_WINDOW_UVALUE_6.878_SHGC_0.25_VT_0.25_WEST | 1.11 | 1.11 | 6.49 | 0.25 | 0.25 | No | T WWALL C | 270 | W
TWINDOW14 | STD_WINDOW_UVALUE_6.878_SHGC_0.25_VT_0.25_EAST | 1.11 | 1.11 | 6.49 | 0.25 | 0.25 | No | T EWALL C | 90 | E
GWINDOW13 | STD_WINDOW_UVALUE_6.878_SHGC_0.25_VT_0.25_WEST | 1.11 | 1.11 | 6.49 | 0.25 | 0.25 | No | G WWALL C | 270 | W
EAST_DOOR | STD_WINDOW_UVALUE_6.878_SHGC_0.25_VT_0.25_EAST | 3.32 | 3.32 | 6.49 | 0.25 | 0.25 | No | G EWALL C | 90 | E
MWINDOW13 | STD_WINDOW_UVALUE_6.878_SHGC_0.25_VT_0.25_WEST | 1.11 | 2.23 | 6.49 | 0.25 | 0.25 | No | M WWALL C | 270 | W
MWINDOW14 | STD_WINDOW_UVALUE_6.878_SHGC_0.25_VT_0.25_EAST | 1.11 | 2.23 | 6.49 | 0.25 | 0.25 | No | M EWALL C | 90 | E
Total or Average |  |  | 231.09 | 6.49 | 0.38 | 0.379
North Total or Average |  |  | 83.23 | 6.49 | 0.61 | 0.61
Non-North Total or Average |  |  | 147.86 | 6.49 | 0.25 | 0.25
| Type | Nominal Capacity [W] | Nominal Efficiency [W/W]
None
| Type | Nominal Total Capacity [W] | Nominal Sensible Capacity [W] | Nominal Latent Capacity [W] | Nominal Sensible Heat Ratio | Nominal Efficiency [W/W]
SPLITSYSTEMAC:1_UNITARY_PACKAGE_COOLCOIL | Coil:Cooling:DX:SingleSpeed | 4703.44 | 3566.05 | 1137.39 | 0.76 | 3.9
SPLITSYSTEMAC:2_UNITARY_PACKAGE_COOLCOIL | Coil:Cooling:DX:SingleSpeed | 6448.55 | 4753.8 | 1694.76 | 0.74 | 3.83
SPLITSYSTEMAC:3_UNITARY_PACKAGE_COOLCOIL | Coil:Cooling:DX:SingleSpeed | 1500.65 | 1056.03 | 444.61 | 0.7 | 3.78
SPLITSYSTEMAC:4_UNITARY_PACKAGE_COOLCOIL | Coil:Cooling:DX:SingleSpeed | 4705.78 | 3342.78 | 1363 | 0.71 | 3.78
SPLITSYSTEMAC:5_UNITARY_PACKAGE_COOLCOIL | Coil:Cooling:DX:SingleSpeed | 4508.75 | 3202.83 | 1305.92 | 0.71 | 3.78
SPLITSYSTEMAC:6_UNITARY_PACKAGE_COOLCOIL | Coil:Cooling:DX:SingleSpeed | 4491.63 | 3189.11 | 1302.52 | 0.71 | 3.78
SPLITSYSTEMAC:7_UNITARY_PACKAGE_COOLCOIL | Coil:Cooling:DX:SingleSpeed | 3673.59 | 2515.05 | 1158.54 | 0.68 | 3.67
SPLITSYSTEMAC:8_UNITARY_PACKAGE_COOLCOIL | Coil:Cooling:DX:SingleSpeed | 3887.2 | 2680.85 | 1206.35 | 0.69 | 3.72
SPLITSYSTEMAC:9_UNITARY_PACKAGE_COOLCOIL | Coil:Cooling:DX:SingleSpeed | 13250.81 | 9682.2 | 3568.62 | 0.73 | 3.82
SPLITSYSTEMAC:10_UNITARY_PACKAGE_COOLCOIL | Coil:Cooling:DX:SingleSpeed | 15661.55 | 11828.89 | 3832.66 | 0.76 | 3.88
SPLITSYSTEMAC:11_UNITARY_PACKAGE_COOLCOIL | Coil:Cooling:DX:SingleSpeed | 12052.9 | 8338.79 | 3714.11 | 0.69 | 3.71
SPLITSYSTEMAC:12_UNITARY_PACKAGE_COOLCOIL | Coil:Cooling:DX:SingleSpeed | 11170.32 | 8131.83 | 3038.5 | 0.73 | 3.74
SPLITSYSTEMAC:13_UNITARY_PACKAGE_COOLCOIL | Coil:Cooling:DX:SingleSpeed | 10957.52 | 8011.79 | 2945.73 | 0.73 | 3.74
SPLITSYSTEMAC:14_UNITARY_PACKAGE_COOLCOIL | Coil:Cooling:DX:SingleSpeed | 10924.24 | 7984.39 | 2939.85 | 0.73 | 3.74
SPLITSYSTEMAC:15_UNITARY_PACKAGE_COOLCOIL | Coil:Cooling:DX:SingleSpeed | 10103.33 | 6830.69 | 3272.64 | 0.68 | 3.61
SPLITSYSTEMAC:16_UNITARY_PACKAGE_COOLCOIL | Coil:Cooling:DX:SingleSpeed | 10111.9 | 6836.49 | 3275.41 | 0.68 | 3.61
SPLITSYSTEMAC:17_UNITARY_PACKAGE_COOLCOIL | Coil:Cooling:DX:SingleSpeed | 8976.47 | 6771.14 | 2205.33 | 0.75 | 3.81
SPLITSYSTEMAC:18_UNITARY_PACKAGE_COOLCOIL | Coil:Cooling:DX:SingleSpeed | 10543.53 | 8167.36 | 2376.17 | 0.77 | 3.87
SPLITSYSTEMAC:19_UNITARY_PACKAGE_COOLCOIL | Coil:Cooling:DX:SingleSpeed | 7601.42 | 5593.73 | 2007.68 | 0.74 | 3.75
SPLITSYSTEMAC:20_UNITARY_PACKAGE_COOLCOIL | Coil:Cooling:DX:SingleSpeed | 7818.34 | 5867.13 | 1951.21 | 0.75 | 3.79
SPLITSYSTEMAC:21_UNITARY_PACKAGE_COOLCOIL | Coil:Cooling:DX:SingleSpeed | 7654.24 | 5763.84 | 1890.4 | 0.75 | 3.81
SPLITSYSTEMAC:22_UNITARY_PACKAGE_COOLCOIL | Coil:Cooling:DX:SingleSpeed | 7632.52 | 5745.85 | 1886.67 | 0.75 | 3.89
SPLITSYSTEMAC:23_UNITARY_PACKAGE_COOLCOIL | Coil:Cooling:DX:SingleSpeed | 6631.67 | 4871.46 | 1760.21 | 0.73 | 3.78
SPLITSYSTEMAC:24_UNITARY_PACKAGE_COOLCOIL | Coil:Cooling:DX:SingleSpeed | 6662.68 | 4876.84 | 1785.84 | 0.73 | 3.78
| Type | Nominal Total Capacity [W] | Nominal Efficiency [W/W]
T CORRIDOR UNIT HEATER COIL | Coil:Heating:Electric | 0 | 1
G CORRIDOR UNIT HEATER COIL | Coil:Heating:Electric | 0 | 1
M CORRIDOR UNIT HEATER COIL | Coil:Heating:Electric | 0 | 1
SPLITSYSTEMAC:1_UNITARY_PACKAGE_HEATCOIL | Coil:Heating:Gas | 2076.33 | 0.8
SPLITSYSTEMAC:2_UNITARY_PACKAGE_HEATCOIL | Coil:Heating:Gas | 4770.32 | 0.8
SPLITSYSTEMAC:3_UNITARY_PACKAGE_HEATCOIL | Coil:Heating:Gas | 847.77 | 0.8
SPLITSYSTEMAC:4_UNITARY_PACKAGE_HEATCOIL | Coil:Heating:Gas | 4770.32 | 0.8
SPLITSYSTEMAC:5_UNITARY_PACKAGE_HEATCOIL | Coil:Heating:Gas | 4770.32 | 0.8
SPLITSYSTEMAC:6_UNITARY_PACKAGE_HEATCOIL | Coil:Heating:Gas | 4770.32 | 0.8
SPLITSYSTEMAC:7_UNITARY_PACKAGE_HEATCOIL | Coil:Heating:Gas | 4770.32 | 0.8
SPLITSYSTEMAC:8_UNITARY_PACKAGE_HEATCOIL | Coil:Heating:Gas | 4770.32 | 0.8
SPLITSYSTEMAC:9_UNITARY_PACKAGE_HEATCOIL | Coil:Heating:Gas | 9540.64 | 0.8
SPLITSYSTEMAC:10_UNITARY_PACKAGE_HEATCOIL | Coil:Heating:Gas | 9545.17 | 0.8
SPLITSYSTEMAC:11_UNITARY_PACKAGE_HEATCOIL | Coil:Heating:Gas | 9540.64 | 0.8
SPLITSYSTEMAC:12_UNITARY_PACKAGE_HEATCOIL | Coil:Heating:Gas | 9540.64 | 0.8
SPLITSYSTEMAC:13_UNITARY_PACKAGE_HEATCOIL | Coil:Heating:Gas | 9540.64 | 0.8
SPLITSYSTEMAC:14_UNITARY_PACKAGE_HEATCOIL | Coil:Heating:Gas | 9540.64 | 0.8
SPLITSYSTEMAC:15_UNITARY_PACKAGE_HEATCOIL | Coil:Heating:Gas | 9540.64 | 0.8
SPLITSYSTEMAC:16_UNITARY_PACKAGE_HEATCOIL | Coil:Heating:Gas | 9540.64 | 0.8
SPLITSYSTEMAC:17_UNITARY_PACKAGE_HEATCOIL | Coil:Heating:Gas | 4889.19 | 0.8
SPLITSYSTEMAC:18_UNITARY_PACKAGE_HEATCOIL | Coil:Heating:Gas | 6213.48 | 0.8
SPLITSYSTEMAC:19_UNITARY_PACKAGE_HEATCOIL | Coil:Heating:Gas | 4770.32 | 0.8
SPLITSYSTEMAC:20_UNITARY_PACKAGE_HEATCOIL | Coil:Heating:Gas | 4770.32 | 0.8
SPLITSYSTEMAC:21_UNITARY_PACKAGE_HEATCOIL | Coil:Heating:Gas | 4770.32 | 0.8
SPLITSYSTEMAC:22_UNITARY_PACKAGE_HEATCOIL | Coil:Heating:Gas | 4770.32 | 0.8
SPLITSYSTEMAC:23_UNITARY_PACKAGE_HEATCOIL | Coil:Heating:Gas | 4770.32 | 0.8
SPLITSYSTEMAC:24_UNITARY_PACKAGE_HEATCOIL | Coil:Heating:Gas | 4770.32 | 0.8
| Type | Total Efficiency [W/W] | Delta Pressure [pa] | Max Flow Rate [m3/s] | Rated Power [W] | Motor Heat In Air Fraction | End Use
T CORRIDOR UNIT HEATERFAN | Fan:ConstantVolume | 0.54 | 49.8 | 0 | 0 | 1 | Unit Heater Fans
G CORRIDOR UNIT HEATERFAN | Fan:ConstantVolume | 0.54 | 49.8 | 0 | 0 | 1 | Unit Heater Fans
M CORRIDOR UNIT HEATERFAN | Fan:ConstantVolume | 0.54 | 49.8 | 0 | 0 | 1 | Unit Heater Fans
SPLITSYSTEMAC:1_UNITARY_PACKAGE_FAN | Fan:OnOff | 0.54 | 622 | 0.25 | 293.29 | 1 | Unitary Fans
SPLITSYSTEMAC:2_UNITARY_PACKAGE_FAN | Fan:OnOff | 0.54 | 622 | 0.32 | 376.31 | 1 | Unitary Fans
SPLITSYSTEMAC:3_UNITARY_PACKAGE_FAN | Fan:OnOff | 0.54 | 622 | 0.07 | 78 | 1 | Unitary Fans
SPLITSYSTEMAC:4_UNITARY_PACKAGE_FAN | Fan:OnOff | 0.54 | 622 | 0.22 | 250.54 | 1 | Unitary Fans
SPLITSYSTEMAC:5_UNITARY_PACKAGE_FAN | Fan:OnOff | 0.54 | 622 | 0.21 | 240.05 | 1 | Unitary Fans
SPLITSYSTEMAC:6_UNITARY_PACKAGE_FAN | Fan:OnOff | 0.54 | 622 | 0.21 | 238.85 | 1 | Unitary Fans
SPLITSYSTEMAC:7_UNITARY_PACKAGE_FAN | Fan:OnOff | 0.54 | 622 | 0.15 | 177.57 | 1 | Unitary Fans
SPLITSYSTEMAC:8_UNITARY_PACKAGE_FAN | Fan:OnOff | 0.54 | 622 | 0.17 | 191.63 | 1 | Unitary Fans
SPLITSYSTEMAC:9_UNITARY_PACKAGE_FAN | Fan:OnOff | 0.54 | 622 | 0.65 | 756.84 | 1 | Unitary Fans
SPLITSYSTEMAC:10_UNITARY_PACKAGE_FAN | Fan:OnOff | 0.55 | 622 | 0.83 | 950.66 | 1 | Unitary Fans
SPLITSYSTEMAC:11_UNITARY_PACKAGE_FAN | Fan:OnOff | 0.54 | 622 | 0.52 | 599.2 | 1 | Unitary Fans
SPLITSYSTEMAC:12_UNITARY_PACKAGE_FAN | Fan:OnOff | 0.59 | 622 | 0.55 | 573.2 | 1 | Unitary Fans
SPLITSYSTEMAC:13_UNITARY_PACKAGE_FAN | Fan:OnOff | 0.59 | 622 | 0.54 | 568.3 | 1 | Unitary Fans
SPLITSYSTEMAC:14_UNITARY_PACKAGE_FAN | Fan:OnOff | 0.59 | 622 | 0.54 | 566.05 | 1 | Unitary Fans
SPLITSYSTEMAC:15_UNITARY_PACKAGE_FAN | Fan:OnOff | 0.59 | 622 | 0.41 | 427.84 | 1 | Unitary Fans
SPLITSYSTEMAC:16_UNITARY_PACKAGE_FAN | Fan:OnOff | 0.59 | 622 | 0.41 | 428.2 | 1 | Unitary Fans
SPLITSYSTEMAC:17_UNITARY_PACKAGE_FAN | Fan:OnOff | 0.59 | 622 | 0.48 | 501.47 | 1 | Unitary Fans
SPLITSYSTEMAC:18_UNITARY_PACKAGE_FAN | Fan:OnOff | 0.59 | 622 | 0.6 | 626.01 | 1 | Unitary Fans
SPLITSYSTEMAC:19_UNITARY_PACKAGE_FAN | Fan:OnOff | 0.59 | 622 | 0.38 | 400.43 | 1 | Unitary Fans
SPLITSYSTEMAC:20_UNITARY_PACKAGE_FAN | Fan:OnOff | 0.59 | 622 | 0.41 | 431.52 | 1 | Unitary Fans
SPLITSYSTEMAC:21_UNITARY_PACKAGE_FAN | Fan:OnOff | 0.59 | 622 | 0.41 | 425.89 | 1 | Unitary Fans
SPLITSYSTEMAC:22_UNITARY_PACKAGE_FAN | Fan:OnOff | 0.54 | 622 | 0.4 | 468.12 | 1 | Unitary Fans
SPLITSYSTEMAC:23_UNITARY_PACKAGE_FAN | Fan:OnOff | 0.57 | 622 | 0.33 | 361.76 | 1 | Unitary Fans
SPLITSYSTEMAC:24_UNITARY_PACKAGE_FAN | Fan:OnOff | 0.57 | 622 | 0.33 | 360.33 | 1 | Unitary Fans
| Type | Control | Head [pa] | Power [W] | Motor Efficiency [W/W]
SWHSYS1 PUMP | Pump:VariableSpeed | INTERMITTENT | 0.01 | 0 | 1
| Type | Storage Volume [m3] | Input [W] | Thermal Efficiency [W/W] | Recovery Efficiency [W/W] | Energy Factor
SWHSYS1 WATER HEATER | WaterHeater:Mixed | 0 | 211500 | 0.8 | 704.88 | 0.55
| CO2:FACILITY [kg] | NOX:FACILITY [kg] | SO2:FACILITY [kg] | PM:FACILITY [kg] | HG:FACILITY [kg] | WATERENVIRONMENTALFACTORS:FACILITY [L] | CARBON EQUIVALENT:FACILITY [kg]
January | 16269.7697 | 25.6067 | 78.471 | 0 | 0.0002 | 579569.4284 | 6726.997
February | 14415.6272 | 22.8515 | 70.7077 | 0 | 0.0002 | 522240.7162 | 5976.8591
March | 17344.175 | 28.2312 | 90.4063 | 0 | 0.0002 | 667773.8085 | 7265.6286
April | 18509.0049 | 30.4632 | 98.9087 | 0 | 0.0003 | 730593.5164 | 7787.5648
May | 22082.2235 | 36.6061 | 119.8973 | 0 | 0.0003 | 885640.6399 | 9317.4534
June | 27928.8642 | 46.6115 | 153.9088 | 0 | 0.0004 | 1136890 | 11816.0911
July | 31480.667 | 52.6439 | 174.2396 | 0 | 0.0005 | 1287070 | 13329.3721
August | 30033.6421 | 50.1791 | 165.9045 | 0 | 0.0005 | 1225500 | 12712.1228
September | 25759.492 | 42.8947 | 141.2581 | 0 | 0.0004 | 1043430 | 10888.5493
October | 20057.2048 | 33.1126 | 107.9144 | 0 | 0.0003 | 797120.0295 | 8449.2002
November | 16140.0862 | 26.3343 | 84.5858 | 0 | 0.0002 | 624785.0311 | 6767.597
December | 16986.6199 | 26.3675 | 79.2707 | 0 | 0.0002 | 585454.888 | 6986.2385
Annual Sum or Average | 257007.3766 | 421.9024 | 1365.4728 | 0 | 0.0037 | 10086100 | 108023.674
Minimum of Months | 14415.6272 | 22.8515 | 70.7077 | 0 | 0.0002 | 522240.7162 | 5976.8591
Maximum of Months | 31480.667 | 52.6439 | 174.2396 | 0 | 0.0005 | 1287070 | 13329.3721
| ELECTRICITY:FACILITY [J] | ELECTRICITY:FACILITY {Maximum}[W] | ELECTRICITY:FACILITY {TIMESTAMP} | INTERIORLIGHTS:ELECTRICITY {AT MAX/MIN} [W] | INTERIOREQUIPMENT:ELECTRICITY {AT MAX/MIN} [W] | FANS:ELECTRICITY {AT MAX/MIN} [W] | HEATING:ELECTRICITY {AT MAX/MIN} [W] | COOLING:ELECTRICITY {AT MAX/MIN} [W] | EXTERIORLIGHTS:ELECTRICITY {AT MAX/MIN} [W] | PUMPS:ELECTRICITY {AT MAX/MIN} [W] | HEATREJECTION:ELECTRICITY [Invalid/Undefined] | EXTERIOREQUIPMENT:ELECTRICITY [Invalid/Undefined] | HUMIDIFICATION:ELECTRICITY [Invalid/Undefined] | HEATRECOVERY:ELECTRICITY [Invalid/Undefined] | WATERSYSTEMS:ELECTRICITY [Invalid/Undefined] | REFRIGERATION:ELECTRICITY [Invalid/Undefined] | GENERATORS:ELECTRICITY [Invalid/Undefined] | ELECTRICITYPRODUCED:FACILITY [Invalid/Undefined]
January | 70240400000 | 52631.816 | 28-JAN-18:15 | 10630.253 | 23210.456 | 2084.301 | 0 | 8407.341 | 8299.466 | 0 | 0 | 0 | 0 | 0 | 0 | 0 | 0 | 0
February | 63292500000 | 55034.152 | 28-FEB-18:30 | 10630.253 | 23210.456 | 2536.738 | 0 | 10357.239 | 8299.466 | 0 | 0 | 0 | 0 | 0 | 0 | 0 | 0 | 0
March | 80930300000 | 66021.766 | 17-MAR-18:45 | 12294.589 | 20556.855 | 4543.283 | 0 | 20327.573 | 8299.466 | 0 | 0 | 0 | 0 | 0 | 0 | 0 | 0 | 0
April | 88543700000 | 68240.796 | 01-APR-17:15 | 10630.253 | 23210.456 | 6004.678 | 0 | 28395.409 | 0 | 0 | 0 | 0 | 0 | 0 | 0 | 0 | 0 | 0
May | 107334000000 | 92767.1 | 28-MAY-17:15 | 10630.253 | 23210.456 | 9556.801 | 0 | 49369.59 | 0 | 0 | 0 | 0 | 0 | 0 | 0 | 0 | 0 | 0
June | 137784000000 | 105593.857 | 27-JUN-19:45 | 12443.002 | 19968.13 | 10140.794 | 0 | 54742.465 | 8299.466 | 0 | 0 | 0 | 0 | 0 | 0 | 0 | 0 | 0
July | 155986000000 | 101238.36 | 19-JUL-17:30 | 10630.253 | 23210.456 | 10245.294 | 0 | 57152.357 | 0 | 0 | 0 | 0 | 0 | 0 | 0 | 0 | 0 | 0
August | 148523000000 | 105269.282 | 01-AUG-19:30 | 12443.002 | 19968.13 | 10115.031 | 0 | 54443.653 | 8299.466 | 0 | 0 | 0 | 0 | 0 | 0 | 0 | 0 | 0
September | 126458000000 | 91224.218 | 09-SEP-18:45 | 12294.589 | 20556.855 | 8127.688 | 0 | 41945.619 | 8299.466 | 0 | 0 | 0 | 0 | 0 | 0 | 0 | 0 | 0
October | 96606300000 | 72386.239 | 13-OCT-17:00 | 10630.253 | 23210.456 | 5327.448 | 0 | 24918.617 | 8299.466 | 0 | 0 | 0 | 0 | 0 | 0 | 0 | 0 | 0
November | 75720300000 | 59947.074 | 13-NOV-17:30 | 8372.267 | 23403.986 | 3669.466 | 0 | 16201.89 | 8299.466 | 0 | 0 | 0 | 0 | 0 | 0 | 0 | 0 | 0
December | 70953700000 | 49378.664 | 13-DEC-18:15 | 10630.253 | 23210.456 | 1378.974 | 0 | 5859.516 | 8299.466 | 0 | 0 | 0 | 0 | 0 | 0 | 0 | 0 | 0
Annual Sum or Average | 1222370000000 | [9 empty] | 0 | 0 | 0 | 0 | 0 | 0 | 0 | 0
Minimum of Months | 63292500000 | 49378.664 |  | 8372.267 | 19968.13 | 1378.974 | 0 | 5859.516 | 0 | 0 | 0 | 0 | 0 | 0 | 0 | 0 | 0 | 0
Maximum of Months | 155986000000 | 105593.857 |  | 12443.002 | 23403.986 | 10245.294 | 0 | 57152.357 | 8299.466 | 0 | 0 | 0 | 0 | 0 | 0 | 0 | 0 | 0
| Electric | Gas | Other | Total
Cost ($) | 34520.18 | 2592.09 | 0 | 37112.28
Cost per Total Building Area ($/m2) | 11.01 | 0.83 | 0 | 11.84
Cost per Net Conditioned Building Area ($/m2) | 11.01 | 0.83 | 0 | 11.84

## Atlanta (hidden)
| Total Energy [GJ] | Energy Per Total Building Area [MJ/m2] | Energy Per Conditioned Building Area [MJ/m2]
Total Site Energy | 1527.33 | 487.25 | 487.25
Net Site Energy | 1527.33 | 487.25 | 487.25
Total Source Energy | 4075.6 | 1300.2 | 1300.2
Net Source Energy | 4075.6 | 1300.2 | 1300.2
Area [m2]
Total Building Area | 3134.59
Net Conditioned Building Area | 3134.59
Unconditioned Building Area | 0
| Electricity [GJ] | Natural Gas [GJ] | Other Fuel [GJ] | District Cooling [GJ] | District Heating [GJ] | Water [m3]
Heating | 0 | 167.39 | 0 | 0 | 0 | 0
Cooling | 252.44 | 0 | 0 | 0 | 0 | 0
Interior Lighting | 173.35 | 0 | 0 | 0 | 0 | 0
Exterior Lighting | 130.59 | 0 | 0 | 0 | 0 | 0
Interior Equipment | 449.59 | 0 | 0 | 0 | 0 | 0
Exterior Equipment | 0 | 0 | 0 | 0 | 0 | 0
Fans | 53.78 | 0 | 0 | 0 | 0 | 0
Pumps | 0 | 0 | 0 | 0 | 0 | 0
Heat Rejection | 0 | 0 | 0 | 0 | 0 | 0
Humidification | 0 | 0 | 0 | 0 | 0 | 0
Heat Recovery | 0 | 0 | 0 | 0 | 0 | 0
Water Systems | 0 | 300.18 | 0 | 0 | 0 | 1874.65
Refrigeration | 0 | 0 | 0 | 0 | 0 | 0
Generators | 0 | 0 | 0 | 0 | 0 | 0
Total End Uses | 1059.75 | 467.57 | 0 | 0 | 0 | 1874.65
| Area [m2] | Conditioned (Y/N) | Volume [m3] | Multipliers | Gross Wall Area [m2] | Window Glass Area [m2] | Lighting [W/m2] | People [m2] per person | Plug and Process [W/m2]
G SW APARTMENT | 88.25 | Yes | 268.96 | 1 | 58.52 | 8.55 | 3.875 | 35.3 | 5.38
G NW APARTMENT | 88.25 | Yes | 268.96 | 1 | 58.52 | 8.55 | 3.875 | 35.3 | 5.38
OFFICE | 88.25 | Yes | 268.96 | 1 | 58.52 | 8.55 | 10.76 | 44.12 | 12.9
G NE APARTMENT | 88.25 | Yes | 268.96 | 1 | 58.52 | 8.55 | 3.875 | 35.3 | 5.38
G N1 APARTMENT | 88.25 | Yes | 268.96 | 1 | 35.3 | 5.2 | 3.875 | 35.3 | 5.38
G N2 APARTMENT | 88.25 | Yes | 268.96 | 1 | 35.3 | 5.2 | 3.875 | 35.3 | 5.38
G S1 APARTMENT | 88.25 | Yes | 268.96 | 1 | 35.3 | 5.2 | 3.875 | 35.3 | 5.38
G S2 APARTMENT | 88.25 | Yes | 268.96 | 1 | 35.3 | 5.2 | 3.875 | 35.3 | 5.38
M SW APARTMENT | 88.25 | Yes | 268.96 | 2 | 58.52 | 8.55 | 3.875 | 35.3 | 5.38
M NW APARTMENT | 88.25 | Yes | 268.96 | 2 | 58.52 | 8.55 | 3.875 | 35.3 | 5.38
M SE APARTMENT | 88.25 | Yes | 268.96 | 2 | 58.52 | 8.55 | 3.875 | 35.3 | 5.38
M NE APARTMENT | 88.25 | Yes | 268.96 | 2 | 58.52 | 8.55 | 3.875 | 35.3 | 5.38
M N1 APARTMENT | 88.25 | Yes | 268.96 | 2 | 35.3 | 5.2 | 3.875 | 35.3 | 5.38
M N2 APARTMENT | 88.25 | Yes | 268.96 | 2 | 35.3 | 5.2 | 3.875 | 35.3 | 5.38
M S1 APARTMENT | 88.25 | Yes | 268.96 | 2 | 35.3 | 5.2 | 3.875 | 35.3 | 5.38
M S2 APARTMENT | 88.25 | Yes | 268.96 | 2 | 35.3 | 5.2 | 3.875 | 35.3 | 5.38
T SW APARTMENT | 88.25 | Yes | 268.96 | 1 | 58.52 | 8.55 | 3.875 | 35.3 | 5.38
T NW APARTMENT | 88.25 | Yes | 268.96 | 1 | 58.52 | 8.55 | 3.875 | 35.3 | 5.38
T SE APARTMENT | 88.25 | Yes | 268.96 | 1 | 58.52 | 8.55 | 3.875 | 35.3 | 5.38
T NE APARTMENT | 88.25 | Yes | 268.96 | 1 | 58.52 | 8.55 | 3.875 | 35.3 | 5.38
T N1 APARTMENT | 88.25 | Yes | 268.96 | 1 | 35.3 | 5.2 | 3.875 | 35.3 | 5.38
T N2 APARTMENT | 88.25 | Yes | 268.96 | 1 | 35.3 | 5.2 | 3.875 | 35.3 | 5.38
T S1 APARTMENT | 88.25 | Yes | 268.96 | 1 | 35.3 | 5.2 | 3.875 | 35.3 | 5.38
T S2 APARTMENT | 88.25 | Yes | 268.96 | 1 | 35.3 | 5.2 | 3.875 | 35.3 | 5.38
T CORRIDOR | 77.66 | Yes | 236.69 | 1 | 10.22 | 2.23 | 5.38 |  | 0
G CORRIDOR | 77.66 | Yes | 236.69 | 1 | 10.22 | 4.43 | 5.38 |  | 209.035
M CORRIDOR | 77.66 | Yes | 236.69 | 2 | 10.22 | 2.23 | 5.38 |  | 0
Total | 3134.59 |  | 9553.6 |  | 1542.01 | 231.09 | 4.218 | 39.43 | 10.2373
Conditioned Total | 3134.59 |  | 9553.6 |  | 1542.01 | 231.09 | 4.218 | 39.43 | 10.2373
Unconditioned Total | 0 |  | 0 |  | 0 | 0
| Construction | Reflectance | U-Factor with Film [W/m2-K] | U-Factor no Film [W/m2-K] | Gross Area [m2] | Azimuth [deg] | Tilt [deg] | Cardinal Direction
G SWALL SWA | STEEL-FRAMED_R-13 + R-3.8 CI_EXT-WALL | 0.3 | 0.477 | 0.51 | 35.3 | 180 | 90 | S
G WWALL SWA | STEEL-FRAMED_R-13 + R-3.8 CI_EXT-WALL | 0.3 | 0.477 | 0.51 | 23.22 | 270 | 90 | W
G GFLOOR SWA | UNHEATED - 4IN SLAB WITH CARPET_EXT-SLAB | 0.3 | 1.862 | 3.4 | 88.25 | 270 | 180
G NWALL NWA | STEEL-FRAMED_R-13 + R-3.8 CI_EXT-WALL | 0.3 | 0.477 | 0.51 | 35.3 | 0 | 90 | N
G WWALL NWA | STEEL-FRAMED_R-13 + R-3.8 CI_EXT-WALL | 0.3 | 0.477 | 0.51 | 23.22 | 270 | 90 | W
G GFLOOR NWA | UNHEATED - 4IN SLAB WITH CARPET_EXT-SLAB | 0.3 | 1.862 | 3.4 | 88.25 | 270 | 180
G SWALL SEA | STEEL-FRAMED_R-13 + R-3.8 CI_EXT-WALL | 0.3 | 0.477 | 0.51 | 35.3 | 180 | 90 | S
G EWALL SEA | STEEL-FRAMED_R-13 + R-3.8 CI_EXT-WALL | 0.3 | 0.477 | 0.51 | 23.22 | 90 | 90 | E
G GFLOOR SEA | UNHEATED - 4IN SLAB WITH CARPET_EXT-SLAB | 0.3 | 1.862 | 3.4 | 88.25 | 270 | 180
G NWALL NEA | STEEL-FRAMED_R-13 + R-3.8 CI_EXT-WALL | 0.3 | 0.477 | 0.51 | 35.3 | 0 | 90 | N
G EWALL NEA | STEEL-FRAMED_R-13 + R-3.8 CI_EXT-WALL | 0.3 | 0.477 | 0.51 | 23.22 | 90 | 90 | E
G GFLOOR NEA | UNHEATED - 4IN SLAB WITH CARPET_EXT-SLAB | 0.3 | 1.862 | 3.4 | 88.25 | 270 | 180
G NWALL N1A | STEEL-FRAMED_R-13 + R-3.8 CI_EXT-WALL | 0.3 | 0.477 | 0.51 | 35.3 | 0 | 90 | N
G GFLOOR N1A | UNHEATED - 4IN SLAB WITH CARPET_EXT-SLAB | 0.3 | 1.862 | 3.4 | 88.25 | 270 | 180
G NWALL N2A | STEEL-FRAMED_R-13 + R-3.8 CI_EXT-WALL | 0.3 | 0.477 | 0.51 | 35.3 | 0 | 90 | N
G GFLOOR N2A | UNHEATED - 4IN SLAB WITH CARPET_EXT-SLAB | 0.3 | 1.862 | 3.4 | 88.25 | 270 | 180
G SWALL S1A | STEEL-FRAMED_R-13 + R-3.8 CI_EXT-WALL | 0.3 | 0.477 | 0.51 | 35.3 | 180 | 90 | S
G GFLOOR S1A | UNHEATED - 4IN SLAB WITH CARPET_EXT-SLAB | 0.3 | 1.862 | 3.4 | 88.25 | 270 | 180
G SWALL S2A | STEEL-FRAMED_R-13 + R-3.8 CI_EXT-WALL | 0.3 | 0.477 | 0.51 | 35.3 | 180 | 90 | S
G GFLOOR S2A | UNHEATED - 4IN SLAB WITH CARPET_EXT-SLAB | 0.3 | 1.862 | 3.4 | 88.25 | 270 | 180
M WWALL SWA | STEEL-FRAMED_R-13 + R-3.8 CI_EXT-WALL | 0.3 | 0.477 | 0.51 | 46.45 | 270 | 90 | W
M SWALL SWA | STEEL-FRAMED_R-13 + R-3.8 CI_EXT-WALL | 0.3 | 0.477 | 0.51 | 70.6 | 180 | 90 | S
M NWALL NWA | STEEL-FRAMED_R-13 + R-3.8 CI_EXT-WALL | 0.3 | 0.477 | 0.51 | 70.6 | 0 | 90 | N
M WWALL NWA | STEEL-FRAMED_R-13 + R-3.8 CI_EXT-WALL | 0.3 | 0.477 | 0.51 | 46.45 | 270 | 90 | W
M EWALL SEA | STEEL-FRAMED_R-13 + R-3.8 CI_EXT-WALL | 0.3 | 0.477 | 0.51 | 46.45 | 90 | 90 | E
M SWALL SEA | STEEL-FRAMED_R-13 + R-3.8 CI_EXT-WALL | 0.3 | 0.477 | 0.51 | 70.6 | 180 | 90 | S
M NWALL NEA | STEEL-FRAMED_R-13 + R-3.8 CI_EXT-WALL | 0.3 | 0.477 | 0.51 | 70.6 | 0 | 90 | N
M EWALL NEA | STEEL-FRAMED_R-13 + R-3.8 CI_EXT-WALL | 0.3 | 0.477 | 0.51 | 46.45 | 90 | 90 | E
M NWALL N1A | STEEL-FRAMED_R-13 + R-3.8 CI_EXT-WALL | 0.3 | 0.477 | 0.51 | 70.6 | 0 | 90 | N
M NWALL N2A | STEEL-FRAMED_R-13 + R-3.8 CI_EXT-WALL | 0.3 | 0.477 | 0.51 | 70.6 | 0 | 90 | N
M SWALL S1A | STEEL-FRAMED_R-13 + R-3.8 CI_EXT-WALL | 0.3 | 0.477 | 0.51 | 70.6 | 180 | 90 | S
M SWALL S2A | STEEL-FRAMED_R-13 + R-3.8 CI_EXT-WALL | 0.3 | 0.477 | 0.51 | 70.6 | 180 | 90 | S
T WWALL SWA | STEEL-FRAMED_R-13 + R-3.8 CI_EXT-WALL | 0.3 | 0.477 | 0.51 | 23.22 | 270 | 90 | W
T SWALL SWA | STEEL-FRAMED_R-13 + R-3.8 CI_EXT-WALL | 0.3 | 0.477 | 0.51 | 35.3 | 180 | 90 | S
T ROOF SWA | IEAD_R-15 CI_ROOF | 0.3 | 0.357 | 0.38 | 88.25 | 0 | 0
T NWALL NWA | STEEL-FRAMED_R-13 + R-3.8 CI_EXT-WALL | 0.3 | 0.477 | 0.51 | 35.3 | 0 | 90 | N
T WWALL NWA | STEEL-FRAMED_R-13 + R-3.8 CI_EXT-WALL | 0.3 | 0.477 | 0.51 | 23.22 | 270 | 90 | W
T ROOF NWA | IEAD_R-15 CI_ROOF | 0.3 | 0.357 | 0.38 | 88.25 | 0 | 0
T EWALL SEA | STEEL-FRAMED_R-13 + R-3.8 CI_EXT-WALL | 0.3 | 0.477 | 0.51 | 23.22 | 90 | 90 | E
T SWALL SEA | STEEL-FRAMED_R-13 + R-3.8 CI_EXT-WALL | 0.3 | 0.477 | 0.51 | 35.3 | 180 | 90 | S
T ROOF SEA | IEAD_R-15 CI_ROOF | 0.3 | 0.357 | 0.38 | 88.25 | 0 | 0
T NWALL NEA | STEEL-FRAMED_R-13 + R-3.8 CI_EXT-WALL | 0.3 | 0.477 | 0.51 | 35.3 | 0 | 90 | N
T EWALL NEA | STEEL-FRAMED_R-13 + R-3.8 CI_EXT-WALL | 0.3 | 0.477 | 0.51 | 23.22 | 90 | 90 | E
T ROOF NEA | IEAD_R-15 CI_ROOF | 0.3 | 0.357 | 0.38 | 88.25 | 0 | 0
T NWALL N1A | STEEL-FRAMED_R-13 + R-3.8 CI_EXT-WALL | 0.3 | 0.477 | 0.51 | 35.3 | 0 | 90 | N
T ROOF N1A | IEAD_R-15 CI_ROOF | 0.3 | 0.357 | 0.38 | 88.25 | 0 | 0
T NWALL N2A | STEEL-FRAMED_R-13 + R-3.8 CI_EXT-WALL | 0.3 | 0.477 | 0.51 | 35.3 | 0 | 90 | N
T ROOF N2A | IEAD_R-15 CI_ROOF | 0.3 | 0.357 | 0.38 | 88.25 | 0 | 0
T SWALL S1A | STEEL-FRAMED_R-13 + R-3.8 CI_EXT-WALL | 0.3 | 0.477 | 0.51 | 35.3 | 180 | 90 | S
T ROOF S1A | IEAD_R-15 CI_ROOF | 0.3 | 0.357 | 0.38 | 88.25 | 0 | 0
T SWALL S2A | STEEL-FRAMED_R-13 + R-3.8 CI_EXT-WALL | 0.3 | 0.477 | 0.51 | 35.3 | 180 | 90 | S
T ROOF S2A | IEAD_R-15 CI_ROOF | 0.3 | 0.357 | 0.38 | 88.25 | 0 | 0
T WWALL C | STEEL-FRAMED_R-13 + R-3.8 CI_EXT-WALL | 0.3 | 0.477 | 0.51 | 5.11 | 270 | 90 | W
T EWALL C | STEEL-FRAMED_R-13 + R-3.8 CI_EXT-WALL | 0.3 | 0.477 | 0.51 | 5.11 | 90 | 90 | E
T ROOF C | IEAD_R-15 CI_ROOF | 0.3 | 0.357 | 0.38 | 77.66 | 0 | 0
G WWALL C | STEEL-FRAMED_R-13 + R-3.8 CI_EXT-WALL | 0.3 | 0.477 | 0.51 | 5.11 | 270 | 90 | W
G EWALL C | STEEL-FRAMED_R-13 + R-3.8 CI_EXT-WALL | 0.3 | 0.477 | 0.51 | 5.11 | 90 | 90 | E
G FLOOR C | UNHEATED - 4IN SLAB WITH CARPET_EXT-SLAB | 0.3 | 1.862 | 3.4 | 77.66 | 270 | 180
M WWALL C | STEEL-FRAMED_R-13 + R-3.8 CI_EXT-WALL | 0.3 | 0.477 | 0.51 | 10.22 | 270 | 90 | W
M EWALL C | STEEL-FRAMED_R-13 + R-3.8 CI_EXT-WALL | 0.3 | 0.477 | 0.51 | 10.22 | 90 | 90 | E
| Construction | Area of One Opening [m2] | Area of Openings [m2] | U-Factor [W/m2-K] | SHGC | Visible Transmittance | Shade Control | Parent Surface | Azimuth [deg] | Cardinal Direction
GWINDOW1 | STD_WINDOW_UVALUE_3.237_SHGC_0.39_VT_0.495 | 5.2 | 5.2 | 3.18 | 0.402 | 0.495 | No | G SWALL SWA | 180 | S
GWINDOW2 | STD_WINDOW_UVALUE_3.237_SHGC_0.39_VT_0.495_WEST | 3.34 | 3.34 | 3.18 | 0.402 | 0.495 | No | G WWALL SWA | 270 | W
GWINDOW4 | STD_WINDOW_UVALUE_3.237_SHGC_0.49_VT_0.622 | 5.2 | 5.2 | 3.18 | 0.501 | 0.622 | No | G NWALL NWA | 0 | N
GWINDOW6 | STD_WINDOW_UVALUE_3.237_SHGC_0.39_VT_0.495_WEST | 3.34 | 3.34 | 3.18 | 0.402 | 0.495 | No | G WWALL NWA | 270 | W
GWINDOW3 | STD_WINDOW_UVALUE_3.237_SHGC_0.39_VT_0.495 | 5.2 | 5.2 | 3.18 | 0.402 | 0.495 | No | G SWALL SEA | 180 | S
GWINDOW7 | STD_WINDOW_UVALUE_3.237_SHGC_0.39_VT_0.495_EAST | 3.34 | 3.34 | 3.18 | 0.402 | 0.495 | No | G EWALL SEA | 90 | E
GWINDOW5 | STD_WINDOW_UVALUE_3.237_SHGC_0.49_VT_0.622 | 5.2 | 5.2 | 3.18 | 0.501 | 0.622 | No | G NWALL NEA | 0 | N
GWINDOW8 | STD_WINDOW_UVALUE_3.237_SHGC_0.39_VT_0.495_EAST | 3.34 | 3.34 | 3.18 | 0.402 | 0.495 | No | G EWALL NEA | 90 | E
GWINDOW9 | STD_WINDOW_UVALUE_3.237_SHGC_0.49_VT_0.622 | 5.2 | 5.2 | 3.18 | 0.501 | 0.622 | No | G NWALL N1A | 0 | N
GWINDOW10 | STD_WINDOW_UVALUE_3.237_SHGC_0.49_VT_0.622 | 5.2 | 5.2 | 3.18 | 0.501 | 0.622 | No | G NWALL N2A | 0 | N
GWINDOW11 | STD_WINDOW_UVALUE_3.237_SHGC_0.39_VT_0.495 | 5.2 | 5.2 | 3.18 | 0.402 | 0.495 | No | G SWALL S1A | 180 | S
GWINDOW12 | STD_WINDOW_UVALUE_3.237_SHGC_0.39_VT_0.495 | 5.2 | 5.2 | 3.18 | 0.402 | 0.495 | No | G SWALL S2A | 180 | S
MWINDOW2 | STD_WINDOW_UVALUE_3.237_SHGC_0.39_VT_0.495_WEST | 3.34 | 6.69 | 3.18 | 0.402 | 0.495 | No | M WWALL SWA | 270 | W
MWINDOW1 | STD_WINDOW_UVALUE_3.237_SHGC_0.39_VT_0.495 | 5.2 | 10.4 | 3.18 | 0.402 | 0.495 | No | M SWALL SWA | 180 | S
MWINDOW4 | STD_WINDOW_UVALUE_3.237_SHGC_0.49_VT_0.622 | 5.2 | 10.4 | 3.18 | 0.501 | 0.622 | No | M NWALL NWA | 0 | N
MWINDOW6 | STD_WINDOW_UVALUE_3.237_SHGC_0.39_VT_0.495_WEST | 3.34 | 6.69 | 3.18 | 0.402 | 0.495 | No | M WWALL NWA | 270 | W
MWINDOW7 | STD_WINDOW_UVALUE_3.237_SHGC_0.39_VT_0.495_EAST | 3.34 | 6.69 | 3.18 | 0.402 | 0.495 | No | M EWALL SEA | 90 | E
MWINDOW3 | STD_WINDOW_UVALUE_3.237_SHGC_0.39_VT_0.495 | 5.2 | 10.4 | 3.18 | 0.402 | 0.495 | No | M SWALL SEA | 180 | S
MWINDOW5 | STD_WINDOW_UVALUE_3.237_SHGC_0.49_VT_0.622 | 5.2 | 10.4 | 3.18 | 0.501 | 0.622 | No | M NWALL NEA | 0 | N
MWINDOW8 | STD_WINDOW_UVALUE_3.237_SHGC_0.39_VT_0.495_EAST | 3.34 | 6.69 | 3.18 | 0.402 | 0.495 | No | M EWALL NEA | 90 | E
MWINDOW9 | STD_WINDOW_UVALUE_3.237_SHGC_0.49_VT_0.622 | 5.2 | 10.4 | 3.18 | 0.501 | 0.622 | No | M NWALL N1A | 0 | N
MWINDOW10 | STD_WINDOW_UVALUE_3.237_SHGC_0.49_VT_0.622 | 5.2 | 10.4 | 3.18 | 0.501 | 0.622 | No | M NWALL N2A | 0 | N
MWINDOW11 | STD_WINDOW_UVALUE_3.237_SHGC_0.39_VT_0.495 | 5.2 | 10.4 | 3.18 | 0.402 | 0.495 | No | M SWALL S1A | 180 | S
MWINDOW12 | STD_WINDOW_UVALUE_3.237_SHGC_0.39_VT_0.495 | 5.2 | 10.4 | 3.18 | 0.402 | 0.495 | No | M SWALL S2A | 180 | S
TWINDOW2 | STD_WINDOW_UVALUE_3.237_SHGC_0.39_VT_0.495_WEST | 3.34 | 3.34 | 3.18 | 0.402 | 0.495 | No | T WWALL SWA | 270 | W
TWINDOW1 | STD_WINDOW_UVALUE_3.237_SHGC_0.39_VT_0.495 | 5.2 | 5.2 | 3.18 | 0.402 | 0.495 | No | T SWALL SWA | 180 | S
TWINDOW4 | STD_WINDOW_UVALUE_3.237_SHGC_0.49_VT_0.622 | 5.2 | 5.2 | 3.18 | 0.501 | 0.622 | No | T NWALL NWA | 0 | N
TWINDOW6 | STD_WINDOW_UVALUE_3.237_SHGC_0.39_VT_0.495_WEST | 3.34 | 3.34 | 3.18 | 0.402 | 0.495 | No | T WWALL NWA | 270 | W
TWINDOW7 | STD_WINDOW_UVALUE_3.237_SHGC_0.39_VT_0.495_EAST | 3.34 | 3.34 | 3.18 | 0.402 | 0.495 | No | T EWALL SEA | 90 | E
TWINDOW3 | STD_WINDOW_UVALUE_3.237_SHGC_0.39_VT_0.495 | 5.2 | 5.2 | 3.18 | 0.402 | 0.495 | No | T SWALL SEA | 180 | S
TWINDOW5 | STD_WINDOW_UVALUE_3.237_SHGC_0.49_VT_0.622 | 5.2 | 5.2 | 3.18 | 0.501 | 0.622 | No | T NWALL NEA | 0 | N
TWINDOW8 | STD_WINDOW_UVALUE_3.237_SHGC_0.39_VT_0.495_EAST | 3.34 | 3.34 | 3.18 | 0.402 | 0.495 | No | T EWALL NEA | 90 | E
TWINDOW9 | STD_WINDOW_UVALUE_3.237_SHGC_0.49_VT_0.622 | 5.2 | 5.2 | 3.18 | 0.501 | 0.622 | No | T NWALL N1A | 0 | N
TWINDOW10 | STD_WINDOW_UVALUE_3.237_SHGC_0.49_VT_0.622 | 5.2 | 5.2 | 3.18 | 0.501 | 0.622 | No | T NWALL N2A | 0 | N
TWINDOW11 | STD_WINDOW_UVALUE_3.237_SHGC_0.39_VT_0.495 | 5.2 | 5.2 | 3.18 | 0.402 | 0.495 | No | T SWALL S1A | 180 | S
TWINDOW12 | STD_WINDOW_UVALUE_3.237_SHGC_0.39_VT_0.495 | 5.2 | 5.2 | 3.18 | 0.402 | 0.495 | No | T SWALL S2A | 180 | S
TWINDOW13 | STD_WINDOW_UVALUE_3.237_SHGC_0.39_VT_0.495_WEST | 1.11 | 1.11 | 3.18 | 0.402 | 0.495 | No | T WWALL C | 270 | W
TWINDOW14 | STD_WINDOW_UVALUE_3.237_SHGC_0.39_VT_0.495_EAST | 1.11 | 1.11 | 3.18 | 0.402 | 0.495 | No | T EWALL C | 90 | E
GWINDOW13 | STD_WINDOW_UVALUE_3.237_SHGC_0.39_VT_0.495_WEST | 1.11 | 1.11 | 3.18 | 0.402 | 0.495 | No | G WWALL C | 270 | W
EAST_DOOR | STD_WINDOW_UVALUE_3.237_SHGC_0.39_VT_0.495_EAST | 3.32 | 3.32 | 3.18 | 0.402 | 0.495 | No | G EWALL C | 90 | E
MWINDOW13 | STD_WINDOW_UVALUE_3.237_SHGC_0.39_VT_0.495_WEST | 1.11 | 2.23 | 3.18 | 0.402 | 0.495 | No | M WWALL C | 270 | W
MWINDOW14 | STD_WINDOW_UVALUE_3.237_SHGC_0.39_VT_0.495_EAST | 1.11 | 2.23 | 3.18 | 0.402 | 0.495 | No | M EWALL C | 90 | E
Total or Average |  |  | 231.09 | 3.18 | 0.438 | 0.541
North Total or Average |  |  | 83.23 | 3.18 | 0.501 | 0.622
Non-North Total or Average |  |  | 147.86 | 3.18 | 0.402 | 0.495
| Type | Nominal Capacity [W] | Nominal Efficiency [W/W]
None
| Type | Nominal Total Capacity [W] | Nominal Sensible Capacity [W] | Nominal Latent Capacity [W] | Nominal Sensible Heat Ratio | Nominal Efficiency [W/W]
SPLITSYSTEMAC:1_UNITARY_PACKAGE_COOLCOIL | Coil:Cooling:DX:SingleSpeed | 4646.79 | 3368.91 | 1277.88 | 0.72 | 3.79
SPLITSYSTEMAC:2_UNITARY_PACKAGE_COOLCOIL | Coil:Cooling:DX:SingleSpeed | 6415.81 | 4337.62 | 2078.19 | 0.68 | 3.67
SPLITSYSTEMAC:3_UNITARY_PACKAGE_COOLCOIL | Coil:Cooling:DX:SingleSpeed | 1669.87 | 1128.97 | 540.9 | 0.68 | 3.69
SPLITSYSTEMAC:4_UNITARY_PACKAGE_COOLCOIL | Coil:Cooling:DX:SingleSpeed | 4479.51 | 3028.52 | 1450.99 | 0.68 | 3.66
SPLITSYSTEMAC:5_UNITARY_PACKAGE_COOLCOIL | Coil:Cooling:DX:SingleSpeed | 4268 | 2885.52 | 1382.48 | 0.68 | 3.66
SPLITSYSTEMAC:6_UNITARY_PACKAGE_COOLCOIL | Coil:Cooling:DX:SingleSpeed | 4236.09 | 2863.95 | 1372.14 | 0.68 | 3.66
SPLITSYSTEMAC:7_UNITARY_PACKAGE_COOLCOIL | Coil:Cooling:DX:SingleSpeed | 3588.68 | 2426.24 | 1162.43 | 0.68 | 3.64
SPLITSYSTEMAC:8_UNITARY_PACKAGE_COOLCOIL | Coil:Cooling:DX:SingleSpeed | 3874.54 | 2619.51 | 1255.03 | 0.68 | 3.68
SPLITSYSTEMAC:9_UNITARY_PACKAGE_COOLCOIL | Coil:Cooling:DX:SingleSpeed | 12583.78 | 8507.68 | 4076.1 | 0.68 | 3.67
SPLITSYSTEMAC:10_UNITARY_PACKAGE_COOLCOIL | Coil:Cooling:DX:SingleSpeed | 14486.39 | 9822.15 | 4664.25 | 0.68 | 3.67
SPLITSYSTEMAC:11_UNITARY_PACKAGE_COOLCOIL | Coil:Cooling:DX:SingleSpeed | 9384.73 | 6344.86 | 3039.87 | 0.68 | 3.67
SPLITSYSTEMAC:12_UNITARY_PACKAGE_COOLCOIL | Coil:Cooling:DX:SingleSpeed | 9600.49 | 6490.73 | 3109.76 | 0.68 | 3.61
SPLITSYSTEMAC:13_UNITARY_PACKAGE_COOLCOIL | Coil:Cooling:DX:SingleSpeed | 9167.02 | 6197.67 | 2969.35 | 0.68 | 3.6
SPLITSYSTEMAC:14_UNITARY_PACKAGE_COOLCOIL | Coil:Cooling:DX:SingleSpeed | 9103.8 | 6154.93 | 2948.87 | 0.68 | 3.61
SPLITSYSTEMAC:15_UNITARY_PACKAGE_COOLCOIL | Coil:Cooling:DX:SingleSpeed | 7670.27 | 5185.74 | 2484.53 | 0.68 | 3.6
SPLITSYSTEMAC:16_UNITARY_PACKAGE_COOLCOIL | Coil:Cooling:DX:SingleSpeed | 7610.58 | 5145.38 | 2465.19 | 0.68 | 3.61
SPLITSYSTEMAC:17_UNITARY_PACKAGE_COOLCOIL | Coil:Cooling:DX:SingleSpeed | 8416.2 | 5935.86 | 2480.35 | 0.71 | 3.68
SPLITSYSTEMAC:18_UNITARY_PACKAGE_COOLCOIL | Coil:Cooling:DX:SingleSpeed | 9685.46 | 6823.4 | 2862.06 | 0.7 | 3.68
SPLITSYSTEMAC:19_UNITARY_PACKAGE_COOLCOIL | Coil:Cooling:DX:SingleSpeed | 6994.15 | 4789.57 | 2204.58 | 0.68 | 3.62
SPLITSYSTEMAC:20_UNITARY_PACKAGE_COOLCOIL | Coil:Cooling:DX:SingleSpeed | 7080.7 | 4916.38 | 2164.32 | 0.69 | 3.65
SPLITSYSTEMAC:21_UNITARY_PACKAGE_COOLCOIL | Coil:Cooling:DX:SingleSpeed | 7153.62 | 4896.4 | 2257.22 | 0.68 | 3.63
SPLITSYSTEMAC:22_UNITARY_PACKAGE_COOLCOIL | Coil:Cooling:DX:SingleSpeed | 7127.06 | 4874.7 | 2252.36 | 0.68 | 3.7
SPLITSYSTEMAC:23_UNITARY_PACKAGE_COOLCOIL | Coil:Cooling:DX:SingleSpeed | 6469.41 | 4387.05 | 2082.37 | 0.68 | 3.62
SPLITSYSTEMAC:24_UNITARY_PACKAGE_COOLCOIL | Coil:Cooling:DX:SingleSpeed | 6444.61 | 4366.69 | 2077.92 | 0.68 | 3.63
| Type | Nominal Total Capacity [W] | Nominal Efficiency [W/W]
T CORRIDOR UNIT HEATER COIL | Coil:Heating:Electric | 0 | 1
G CORRIDOR UNIT HEATER COIL | Coil:Heating:Electric | 0 | 1
M CORRIDOR UNIT HEATER COIL | Coil:Heating:Electric | 0 | 1
SPLITSYSTEMAC:1_UNITARY_PACKAGE_HEATCOIL | Coil:Heating:Gas | 2674.08 | 0.8
SPLITSYSTEMAC:2_UNITARY_PACKAGE_HEATCOIL | Coil:Heating:Gas | 6099.3 | 0.8
SPLITSYSTEMAC:3_UNITARY_PACKAGE_HEATCOIL | Coil:Heating:Gas | 1083.95 | 0.8
SPLITSYSTEMAC:4_UNITARY_PACKAGE_HEATCOIL | Coil:Heating:Gas | 6099.3 | 0.8
SPLITSYSTEMAC:5_UNITARY_PACKAGE_HEATCOIL | Coil:Heating:Gas | 6099.3 | 0.8
SPLITSYSTEMAC:6_UNITARY_PACKAGE_HEATCOIL | Coil:Heating:Gas | 6099.3 | 0.8
SPLITSYSTEMAC:7_UNITARY_PACKAGE_HEATCOIL | Coil:Heating:Gas | 6099.3 | 0.8
SPLITSYSTEMAC:8_UNITARY_PACKAGE_HEATCOIL | Coil:Heating:Gas | 6099.3 | 0.8
SPLITSYSTEMAC:9_UNITARY_PACKAGE_HEATCOIL | Coil:Heating:Gas | 12198.6 | 0.8
SPLITSYSTEMAC:10_UNITARY_PACKAGE_HEATCOIL | Coil:Heating:Gas | 13976.33 | 0.8
SPLITSYSTEMAC:11_UNITARY_PACKAGE_HEATCOIL | Coil:Heating:Gas | 12198.6 | 0.8
SPLITSYSTEMAC:12_UNITARY_PACKAGE_HEATCOIL | Coil:Heating:Gas | 12198.6 | 0.8
SPLITSYSTEMAC:13_UNITARY_PACKAGE_HEATCOIL | Coil:Heating:Gas | 12198.6 | 0.8
SPLITSYSTEMAC:14_UNITARY_PACKAGE_HEATCOIL | Coil:Heating:Gas | 12198.6 | 0.8
SPLITSYSTEMAC:15_UNITARY_PACKAGE_HEATCOIL | Coil:Heating:Gas | 12198.6 | 0.8
SPLITSYSTEMAC:16_UNITARY_PACKAGE_HEATCOIL | Coil:Heating:Gas | 12198.6 | 0.8
SPLITSYSTEMAC:17_UNITARY_PACKAGE_HEATCOIL | Coil:Heating:Gas | 6909.59 | 0.8
SPLITSYSTEMAC:18_UNITARY_PACKAGE_HEATCOIL | Coil:Heating:Gas | 9054.31 | 0.8
SPLITSYSTEMAC:19_UNITARY_PACKAGE_HEATCOIL | Coil:Heating:Gas | 6295.3 | 0.8
SPLITSYSTEMAC:20_UNITARY_PACKAGE_HEATCOIL | Coil:Heating:Gas | 6206.85 | 0.8
SPLITSYSTEMAC:21_UNITARY_PACKAGE_HEATCOIL | Coil:Heating:Gas | 6742.48 | 0.8
SPLITSYSTEMAC:22_UNITARY_PACKAGE_HEATCOIL | Coil:Heating:Gas | 6742.08 | 0.8
SPLITSYSTEMAC:23_UNITARY_PACKAGE_HEATCOIL | Coil:Heating:Gas | 6099.3 | 0.8
SPLITSYSTEMAC:24_UNITARY_PACKAGE_HEATCOIL | Coil:Heating:Gas | 6099.3 | 0.8
| Type | Total Efficiency [W/W] | Delta Pressure [pa] | Max Flow Rate [m3/s] | Rated Power [W] | Motor Heat In Air Fraction | End Use
T CORRIDOR UNIT HEATERFAN | Fan:ConstantVolume | 0.54 | 49.8 | 0 | 0 | 1 | Unit Heater Fans
G CORRIDOR UNIT HEATERFAN | Fan:ConstantVolume | 0.54 | 49.8 | 0 | 0 | 1 | Unit Heater Fans
M CORRIDOR UNIT HEATERFAN | Fan:ConstantVolume | 0.54 | 49.8 | 0 | 0 | 1 | Unit Heater Fans
SPLITSYSTEMAC:1_UNITARY_PACKAGE_FAN | Fan:OnOff | 0.54 | 622 | 0.22 | 260.37 | 1 | Unitary Fans
SPLITSYSTEMAC:2_UNITARY_PACKAGE_FAN | Fan:OnOff | 0.54 | 622 | 0.26 | 299.68 | 1 | Unitary Fans
SPLITSYSTEMAC:3_UNITARY_PACKAGE_FAN | Fan:OnOff | 0.54 | 622 | 0.07 | 78 | 1 | Unitary Fans
SPLITSYSTEMAC:4_UNITARY_PACKAGE_FAN | Fan:OnOff | 0.54 | 622 | 0.18 | 209.24 | 1 | Unitary Fans
SPLITSYSTEMAC:5_UNITARY_PACKAGE_FAN | Fan:OnOff | 0.54 | 622 | 0.17 | 199.36 | 1 | Unitary Fans
SPLITSYSTEMAC:6_UNITARY_PACKAGE_FAN | Fan:OnOff | 0.54 | 622 | 0.17 | 197.87 | 1 | Unitary Fans
SPLITSYSTEMAC:7_UNITARY_PACKAGE_FAN | Fan:OnOff | 0.54 | 622 | 0.14 | 167.63 | 1 | Unitary Fans
SPLITSYSTEMAC:8_UNITARY_PACKAGE_FAN | Fan:OnOff | 0.54 | 622 | 0.16 | 180.98 | 1 | Unitary Fans
SPLITSYSTEMAC:9_UNITARY_PACKAGE_FAN | Fan:OnOff | 0.54 | 622 | 0.51 | 587.78 | 1 | Unitary Fans
SPLITSYSTEMAC:10_UNITARY_PACKAGE_FAN | Fan:OnOff | 0.54 | 622 | 0.59 | 682.01 | 1 | Unitary Fans
SPLITSYSTEMAC:11_UNITARY_PACKAGE_FAN | Fan:OnOff | 0.54 | 622 | 0.38 | 438.36 | 1 | Unitary Fans
SPLITSYSTEMAC:12_UNITARY_PACKAGE_FAN | Fan:OnOff | 0.59 | 622 | 0.39 | 406.55 | 1 | Unitary Fans
SPLITSYSTEMAC:13_UNITARY_PACKAGE_FAN | Fan:OnOff | 0.59 | 622 | 0.37 | 388.19 | 1 | Unitary Fans
SPLITSYSTEMAC:14_UNITARY_PACKAGE_FAN | Fan:OnOff | 0.59 | 622 | 0.37 | 385.51 | 1 | Unitary Fans
SPLITSYSTEMAC:15_UNITARY_PACKAGE_FAN | Fan:OnOff | 0.59 | 622 | 0.31 | 324.81 | 1 | Unitary Fans
SPLITSYSTEMAC:16_UNITARY_PACKAGE_FAN | Fan:OnOff | 0.59 | 622 | 0.31 | 322.28 | 1 | Unitary Fans
SPLITSYSTEMAC:17_UNITARY_PACKAGE_FAN | Fan:OnOff | 0.59 | 622 | 0.38 | 398.87 | 1 | Unitary Fans
SPLITSYSTEMAC:18_UNITARY_PACKAGE_FAN | Fan:OnOff | 0.59 | 622 | 0.44 | 457.7 | 1 | Unitary Fans
SPLITSYSTEMAC:19_UNITARY_PACKAGE_FAN | Fan:OnOff | 0.59 | 622 | 0.29 | 306.71 | 1 | Unitary Fans
SPLITSYSTEMAC:20_UNITARY_PACKAGE_FAN | Fan:OnOff | 0.59 | 622 | 0.31 | 322.17 | 1 | Unitary Fans
SPLITSYSTEMAC:21_UNITARY_PACKAGE_FAN | Fan:OnOff | 0.59 | 622 | 0.3 | 313.29 | 1 | Unitary Fans
SPLITSYSTEMAC:22_UNITARY_PACKAGE_FAN | Fan:OnOff | 0.54 | 622 | 0.3 | 343.61 | 1 | Unitary Fans
SPLITSYSTEMAC:23_UNITARY_PACKAGE_FAN | Fan:OnOff | 0.57 | 622 | 0.26 | 287.28 | 1 | Unitary Fans
SPLITSYSTEMAC:24_UNITARY_PACKAGE_FAN | Fan:OnOff | 0.57 | 622 | 0.26 | 285.55 | 1 | Unitary Fans
| Type | Control | Head [pa] | Power [W] | Motor Efficiency [W/W]
SWHSYS1 PUMP | Pump:VariableSpeed | INTERMITTENT | 0.01 | 0 | 1
| Type | Storage Volume [m3] | Input [W] | Thermal Efficiency [W/W] | Recovery Efficiency [W/W] | Energy Factor
SWHSYS1 WATER HEATER | WaterHeater:Mixed | 0 | 211500 | 0.8 | 704.88 | 0.55
| CO2:FACILITY [kg] | NOX:FACILITY [kg] | SO2:FACILITY [kg] | PM:FACILITY [kg] | HG:FACILITY [kg] | WATERENVIRONMENTALFACTORS:FACILITY [L] | CARBON EQUIVALENT:FACILITY [kg]
January | 18091.7929 | 30.1685 | 67.4645 | 0 | 0.0003 | 119963.4936 | 7531.1323
February | 15881.1958 | 26.9286 | 61.4092 | 0 | 0.0002 | 109201.407 | 6652.1403
March | 15762.7653 | 28.4864 | 69.5721 | 0 | 0.0003 | 123737.6826 | 6764.9474
April | 16644.7444 | 30.6144 | 76.083 | 0 | 0.0003 | 135322.9917 | 7192.7916
May | 20037.681 | 37.3812 | 94.172 | 0 | 0.0003 | 167501.7798 | 8707.6068
June | 22270.5005 | 41.851 | 106.1576 | 0 | 0.0004 | 188823.1033 | 9706.0102
July | 25240.1578 | 47.6202 | 121.2375 | 0 | 0.0004 | 215647.5773 | 11017.6709
August | 24591.3286 | 46.3752 | 118.0187 | 0 | 0.0004 | 209922.0873 | 10732.5225
September | 21698.9177 | 40.7687 | 103.3928 | 0 | 0.0004 | 183905.3226 | 9456.1439
October | 17458.045 | 32.3954 | 81.1985 | 0 | 0.0003 | 144424.3313 | 7570.5839
November | 15346.7319 | 27.6263 | 67.2052 | 0 | 0.0002 | 119526.8734 | 6576.3995
December | 17141.0249 | 29.3084 | 67.4751 | 0 | 0.0003 | 119991.0764 | 7202.3468
Annual Sum or Average | 230164.8857 | 419.5242 | 1033.3862 | 0 | 0.0038 | 1837970 | 99110.2963
Minimum of Months | 15346.7319 | 26.9286 | 61.4092 | 0 | 0.0002 | 109201.407 | 6576.3995
Maximum of Months | 25240.1578 | 47.6202 | 121.2375 | 0 | 0.0004 | 215647.5773 | 11017.6709
| ELECTRICITY:FACILITY [J] | ELECTRICITY:FACILITY {Maximum}[W] | ELECTRICITY:FACILITY {TIMESTAMP} | INTERIORLIGHTS:ELECTRICITY {AT MAX/MIN} [W] | INTERIOREQUIPMENT:ELECTRICITY {AT MAX/MIN} [W] | FANS:ELECTRICITY {AT MAX/MIN} [W] | HEATING:ELECTRICITY {AT MAX/MIN} [W] | COOLING:ELECTRICITY {AT MAX/MIN} [W] | EXTERIORLIGHTS:ELECTRICITY {AT MAX/MIN} [W] | PUMPS:ELECTRICITY {AT MAX/MIN} [W] | HEATREJECTION:ELECTRICITY [Invalid/Undefined] | EXTERIOREQUIPMENT:ELECTRICITY [Invalid/Undefined] | HUMIDIFICATION:ELECTRICITY [Invalid/Undefined] | HEATRECOVERY:ELECTRICITY [Invalid/Undefined] | WATERSYSTEMS:ELECTRICITY [Invalid/Undefined] | REFRIGERATION:ELECTRICITY [Invalid/Undefined] | GENERATORS:ELECTRICITY [Invalid/Undefined] | ELECTRICITYPRODUCED:FACILITY [Invalid/Undefined]
January | 69169800000 | 49187.654 | 23-JAN-18:15 | 10630.253 | 23210.456 | 1233.875 | 0 | 5813.604 | 8299.466 | 0 | 0 | 0 | 0 | 0 | 0 | 0 | 0 | 0
February | 62964500000 | 51539.122 | 20-FEB-18:30 | 10630.253 | 23210.456 | 1604.568 | 0 | 7794.379 | 8299.466 | 0 | 0 | 0 | 0 | 0 | 0 | 0 | 0 | 0
March | 71346000000 | 56582.817 | 28-MAR-18:00 | 12294.589 | 20556.855 | 2610.941 | 0 | 12820.966 | 8299.466 | 0 | 0 | 0 | 0 | 0 | 0 | 0 | 0 | 0
April | 78026000000 | 63332.469 | 15-APR-19:15 | 12443.002 | 19968.13 | 3626.392 | 0 | 18995.479 | 8299.466 | 0 | 0 | 0 | 0 | 0 | 0 | 0 | 0 | 0
May | 96579900000 | 74071.067 | 14-MAY-19:30 | 12443.002 | 19968.13 | 5055.667 | 0 | 28304.802 | 8299.466 | 0 | 0 | 0 | 0 | 0 | 0 | 0 | 0 | 0
June | 108874000000 | 77468.954 | 19-JUN-17:30 | 10630.253 | 23210.456 | 6346.685 | 0 | 37281.561 | 0 | 0 | 0 | 0 | 0 | 0 | 0 | 0 | 0 | 0
July | 124340000000 | 87493.314 | 03-JUL-17:00 | 10630.253 | 23210.456 | 7538.391 | 0 | 46114.214 | 0 | 0 | 0 | 0 | 0 | 0 | 0 | 0 | 0 | 0
August | 121039000000 | 79670.049 | 14-AUG-17:15 | 10630.253 | 23210.456 | 6701.792 | 0 | 39127.549 | 0 | 0 | 0 | 0 | 0 | 0 | 0 | 0 | 0 | 0
September | 106038000000 | 72514.506 | 05-SEP-18:00 | 12294.589 | 20556.855 | 4877.597 | 0 | 26485.999 | 8299.466 | 0 | 0 | 0 | 0 | 0 | 0 | 0 | 0 | 0
October | 83273700000 | 65671.79 | 21-OCT-17:00 | 10630.253 | 23210.456 | 3712.485 | 0 | 19819.13 | 8299.466 | 0 | 0 | 0 | 0 | 0 | 0 | 0 | 0 | 0
November | 68918100000 | 51264.616 | 19-NOV-18:15 | 10630.253 | 23210.456 | 1559.134 | 0 | 7565.307 | 8299.466 | 0 | 0 | 0 | 0 | 0 | 0 | 0 | 0 | 0
December | 69185700000 | 46354.591 | 03-DEC-18:15 | 10630.253 | 23210.456 | 719.338 | 0 | 3495.078 | 8299.466 | 0 | 0 | 0 | 0 | 0 | 0 | 0 | 0 | 0
Annual Sum or Average | 1059750000000 | [9 empty] | 0 | 0 | 0 | 0 | 0 | 0 | 0 | 0
Minimum of Months | 62964500000 | 46354.591 |  | 10630.253 | 19968.13 | 719.338 | 0 | 3495.078 | 0 | 0 | 0 | 0 | 0 | 0 | 0 | 0 | 0 | 0
Maximum of Months | 124340000000 | 87493.314 |  | 12443.002 | 23210.456 | 7538.391 | 0 | 46114.214 | 8299.466 | 0 | 0 | 0 | 0 | 0 | 0 | 0 | 0 | 0
| Electric | Gas | Other | Total
Cost ($) | 30655.63 | 4818.83 | 0 | 35474.46
Cost per Total Building Area ($/m2) | 9.78 | 1.54 | 0 | 11.32
Cost per Net Conditioned Building Area ($/m2) | 9.78 | 1.54 | 0 | 11.32

## LosAngeles (hidden)
| Total Energy [GJ] | Energy Per Total Building Area [MJ/m2] | Energy Per Conditioned Building Area [MJ/m2]
Total Site Energy | 1237.81 | 394.89 | 394.89
Net Site Energy | 1237.81 | 394.89 | 394.89
Total Source Energy | 3226.09 | 1029.19 | 1029.19
Net Source Energy | 3226.09 | 1029.19 | 1029.19
Area [m2]
Total Building Area | 3134.59
Net Conditioned Building Area | 3134.59
Unconditioned Building Area | 0
| Electricity [GJ] | Natural Gas [GJ] | Other Fuel [GJ] | District Cooling [GJ] | District Heating [GJ] | Water [m3]
Heating | 0 | 9.69 | 0 | 0 | 0 | 0
Cooling | 138.34 | 0 | 0 | 0 | 0 | 0
Interior Lighting | 173.35 | 0 | 0 | 0 | 0 | 0
Exterior Lighting | 130.57 | 0 | 0 | 0 | 0 | 0
Interior Equipment | 449.59 | 0 | 0 | 0 | 0 | 0
Exterior Equipment | 0 | 0 | 0 | 0 | 0 | 0
Fans | 43.95 | 0 | 0 | 0 | 0 | 0
Pumps | 0 | 0 | 0 | 0 | 0 | 0
Heat Rejection | 0 | 0 | 0 | 0 | 0 | 0
Humidification | 0 | 0 | 0 | 0 | 0 | 0
Heat Recovery | 0 | 0 | 0 | 0 | 0 | 0
Water Systems | 0 | 292.31 | 0 | 0 | 0 | 1874.65
Refrigeration | 0 | 0 | 0 | 0 | 0 | 0
Generators | 0 | 0 | 0 | 0 | 0 | 0
Total End Uses | 935.8 | 302.01 | 0 | 0 | 0 | 1874.65
| Area [m2] | Conditioned (Y/N) | Volume [m3] | Multipliers | Gross Wall Area [m2] | Window Glass Area [m2] | Lighting [W/m2] | People [m2] per person | Plug and Process [W/m2]
G SW APARTMENT | 88.25 | Yes | 268.96 | 1 | 58.52 | 8.55 | 3.875 | 35.3 | 5.38
G NW APARTMENT | 88.25 | Yes | 268.96 | 1 | 58.52 | 8.55 | 3.875 | 35.3 | 5.38
OFFICE | 88.25 | Yes | 268.96 | 1 | 58.52 | 8.55 | 10.76 | 44.12 | 12.9
G NE APARTMENT | 88.25 | Yes | 268.96 | 1 | 58.52 | 8.55 | 3.875 | 35.3 | 5.38
G N1 APARTMENT | 88.25 | Yes | 268.96 | 1 | 35.3 | 5.2 | 3.875 | 35.3 | 5.38
G N2 APARTMENT | 88.25 | Yes | 268.96 | 1 | 35.3 | 5.2 | 3.875 | 35.3 | 5.38
G S1 APARTMENT | 88.25 | Yes | 268.96 | 1 | 35.3 | 5.2 | 3.875 | 35.3 | 5.38
G S2 APARTMENT | 88.25 | Yes | 268.96 | 1 | 35.3 | 5.2 | 3.875 | 35.3 | 5.38
M SW APARTMENT | 88.25 | Yes | 268.96 | 2 | 58.52 | 8.55 | 3.875 | 35.3 | 5.38
M NW APARTMENT | 88.25 | Yes | 268.96 | 2 | 58.52 | 8.55 | 3.875 | 35.3 | 5.38
M SE APARTMENT | 88.25 | Yes | 268.96 | 2 | 58.52 | 8.55 | 3.875 | 35.3 | 5.38
M NE APARTMENT | 88.25 | Yes | 268.96 | 2 | 58.52 | 8.55 | 3.875 | 35.3 | 5.38
M N1 APARTMENT | 88.25 | Yes | 268.96 | 2 | 35.3 | 5.2 | 3.875 | 35.3 | 5.38
M N2 APARTMENT | 88.25 | Yes | 268.96 | 2 | 35.3 | 5.2 | 3.875 | 35.3 | 5.38
M S1 APARTMENT | 88.25 | Yes | 268.96 | 2 | 35.3 | 5.2 | 3.875 | 35.3 | 5.38
M S2 APARTMENT | 88.25 | Yes | 268.96 | 2 | 35.3 | 5.2 | 3.875 | 35.3 | 5.38
T SW APARTMENT | 88.25 | Yes | 268.96 | 1 | 58.52 | 8.55 | 3.875 | 35.3 | 5.38
T NW APARTMENT | 88.25 | Yes | 268.96 | 1 | 58.52 | 8.55 | 3.875 | 35.3 | 5.38
T SE APARTMENT | 88.25 | Yes | 268.96 | 1 | 58.52 | 8.55 | 3.875 | 35.3 | 5.38
T NE APARTMENT | 88.25 | Yes | 268.96 | 1 | 58.52 | 8.55 | 3.875 | 35.3 | 5.38
T N1 APARTMENT | 88.25 | Yes | 268.96 | 1 | 35.3 | 5.2 | 3.875 | 35.3 | 5.38
T N2 APARTMENT | 88.25 | Yes | 268.96 | 1 | 35.3 | 5.2 | 3.875 | 35.3 | 5.38
T S1 APARTMENT | 88.25 | Yes | 268.96 | 1 | 35.3 | 5.2 | 3.875 | 35.3 | 5.38
T S2 APARTMENT | 88.25 | Yes | 268.96 | 1 | 35.3 | 5.2 | 3.875 | 35.3 | 5.38
T CORRIDOR | 77.66 | Yes | 236.69 | 1 | 10.22 | 2.23 | 5.38 |  | 0
G CORRIDOR | 77.66 | Yes | 236.69 | 1 | 10.22 | 4.43 | 5.38 |  | 209.035
M CORRIDOR | 77.66 | Yes | 236.69 | 2 | 10.22 | 2.23 | 5.38 |  | 0
Total | 3134.59 |  | 9553.6 |  | 1542.01 | 231.09 | 4.218 | 39.43 | 10.2373
Conditioned Total | 3134.59 |  | 9553.6 |  | 1542.01 | 231.09 | 4.218 | 39.43 | 10.2373
Unconditioned Total | 0 |  | 0 |  | 0 | 0
| Construction | Reflectance | U-Factor with Film [W/m2-K] | U-Factor no Film [W/m2-K] | Gross Area [m2] | Azimuth [deg] | Tilt [deg] | Cardinal Direction
G SWALL SWA | STEEL-FRAMED_R-13 + R-3.8 CI_EXT-WALL | 0.3 | 0.477 | 0.51 | 35.3 | 180 | 90 | S
G WWALL SWA | STEEL-FRAMED_R-13 + R-3.8 CI_EXT-WALL | 0.3 | 0.477 | 0.51 | 23.22 | 270 | 90 | W
G GFLOOR SWA | UNHEATED - 4IN SLAB WITH CARPET_EXT-SLAB | 0.3 | 1.862 | 3.4 | 88.25 | 270 | 180
G NWALL NWA | STEEL-FRAMED_R-13 + R-3.8 CI_EXT-WALL | 0.3 | 0.477 | 0.51 | 35.3 | 0 | 90 | N
G WWALL NWA | STEEL-FRAMED_R-13 + R-3.8 CI_EXT-WALL | 0.3 | 0.477 | 0.51 | 23.22 | 270 | 90 | W
G GFLOOR NWA | UNHEATED - 4IN SLAB WITH CARPET_EXT-SLAB | 0.3 | 1.862 | 3.4 | 88.25 | 270 | 180
G SWALL SEA | STEEL-FRAMED_R-13 + R-3.8 CI_EXT-WALL | 0.3 | 0.477 | 0.51 | 35.3 | 180 | 90 | S
G EWALL SEA | STEEL-FRAMED_R-13 + R-3.8 CI_EXT-WALL | 0.3 | 0.477 | 0.51 | 23.22 | 90 | 90 | E
G GFLOOR SEA | UNHEATED - 4IN SLAB WITH CARPET_EXT-SLAB | 0.3 | 1.862 | 3.4 | 88.25 | 270 | 180
G NWALL NEA | STEEL-FRAMED_R-13 + R-3.8 CI_EXT-WALL | 0.3 | 0.477 | 0.51 | 35.3 | 0 | 90 | N
G EWALL NEA | STEEL-FRAMED_R-13 + R-3.8 CI_EXT-WALL | 0.3 | 0.477 | 0.51 | 23.22 | 90 | 90 | E
G GFLOOR NEA | UNHEATED - 4IN SLAB WITH CARPET_EXT-SLAB | 0.3 | 1.862 | 3.4 | 88.25 | 270 | 180
G NWALL N1A | STEEL-FRAMED_R-13 + R-3.8 CI_EXT-WALL | 0.3 | 0.477 | 0.51 | 35.3 | 0 | 90 | N
G GFLOOR N1A | UNHEATED - 4IN SLAB WITH CARPET_EXT-SLAB | 0.3 | 1.862 | 3.4 | 88.25 | 270 | 180
G NWALL N2A | STEEL-FRAMED_R-13 + R-3.8 CI_EXT-WALL | 0.3 | 0.477 | 0.51 | 35.3 | 0 | 90 | N
G GFLOOR N2A | UNHEATED - 4IN SLAB WITH CARPET_EXT-SLAB | 0.3 | 1.862 | 3.4 | 88.25 | 270 | 180
G SWALL S1A | STEEL-FRAMED_R-13 + R-3.8 CI_EXT-WALL | 0.3 | 0.477 | 0.51 | 35.3 | 180 | 90 | S
G GFLOOR S1A | UNHEATED - 4IN SLAB WITH CARPET_EXT-SLAB | 0.3 | 1.862 | 3.4 | 88.25 | 270 | 180
G SWALL S2A | STEEL-FRAMED_R-13 + R-3.8 CI_EXT-WALL | 0.3 | 0.477 | 0.51 | 35.3 | 180 | 90 | S
G GFLOOR S2A | UNHEATED - 4IN SLAB WITH CARPET_EXT-SLAB | 0.3 | 1.862 | 3.4 | 88.25 | 270 | 180
M WWALL SWA | STEEL-FRAMED_R-13 + R-3.8 CI_EXT-WALL | 0.3 | 0.477 | 0.51 | 46.45 | 270 | 90 | W
M SWALL SWA | STEEL-FRAMED_R-13 + R-3.8 CI_EXT-WALL | 0.3 | 0.477 | 0.51 | 70.6 | 180 | 90 | S
M NWALL NWA | STEEL-FRAMED_R-13 + R-3.8 CI_EXT-WALL | 0.3 | 0.477 | 0.51 | 70.6 | 0 | 90 | N
M WWALL NWA | STEEL-FRAMED_R-13 + R-3.8 CI_EXT-WALL | 0.3 | 0.477 | 0.51 | 46.45 | 270 | 90 | W
M EWALL SEA | STEEL-FRAMED_R-13 + R-3.8 CI_EXT-WALL | 0.3 | 0.477 | 0.51 | 46.45 | 90 | 90 | E
M SWALL SEA | STEEL-FRAMED_R-13 + R-3.8 CI_EXT-WALL | 0.3 | 0.477 | 0.51 | 70.6 | 180 | 90 | S
M NWALL NEA | STEEL-FRAMED_R-13 + R-3.8 CI_EXT-WALL | 0.3 | 0.477 | 0.51 | 70.6 | 0 | 90 | N
M EWALL NEA | STEEL-FRAMED_R-13 + R-3.8 CI_EXT-WALL | 0.3 | 0.477 | 0.51 | 46.45 | 90 | 90 | E
M NWALL N1A | STEEL-FRAMED_R-13 + R-3.8 CI_EXT-WALL | 0.3 | 0.477 | 0.51 | 70.6 | 0 | 90 | N
M NWALL N2A | STEEL-FRAMED_R-13 + R-3.8 CI_EXT-WALL | 0.3 | 0.477 | 0.51 | 70.6 | 0 | 90 | N
M SWALL S1A | STEEL-FRAMED_R-13 + R-3.8 CI_EXT-WALL | 0.3 | 0.477 | 0.51 | 70.6 | 180 | 90 | S
M SWALL S2A | STEEL-FRAMED_R-13 + R-3.8 CI_EXT-WALL | 0.3 | 0.477 | 0.51 | 70.6 | 180 | 90 | S
T WWALL SWA | STEEL-FRAMED_R-13 + R-3.8 CI_EXT-WALL | 0.3 | 0.477 | 0.51 | 23.22 | 270 | 90 | W
T SWALL SWA | STEEL-FRAMED_R-13 + R-3.8 CI_EXT-WALL | 0.3 | 0.477 | 0.51 | 35.3 | 180 | 90 | S
T ROOF SWA | IEAD_R-15 CI_ROOF | 0.3 | 0.357 | 0.38 | 88.25 | 0 | 0
T NWALL NWA | STEEL-FRAMED_R-13 + R-3.8 CI_EXT-WALL | 0.3 | 0.477 | 0.51 | 35.3 | 0 | 90 | N
T WWALL NWA | STEEL-FRAMED_R-13 + R-3.8 CI_EXT-WALL | 0.3 | 0.477 | 0.51 | 23.22 | 270 | 90 | W
T ROOF NWA | IEAD_R-15 CI_ROOF | 0.3 | 0.357 | 0.38 | 88.25 | 0 | 0
T EWALL SEA | STEEL-FRAMED_R-13 + R-3.8 CI_EXT-WALL | 0.3 | 0.477 | 0.51 | 23.22 | 90 | 90 | E
T SWALL SEA | STEEL-FRAMED_R-13 + R-3.8 CI_EXT-WALL | 0.3 | 0.477 | 0.51 | 35.3 | 180 | 90 | S
T ROOF SEA | IEAD_R-15 CI_ROOF | 0.3 | 0.357 | 0.38 | 88.25 | 0 | 0
T NWALL NEA | STEEL-FRAMED_R-13 + R-3.8 CI_EXT-WALL | 0.3 | 0.477 | 0.51 | 35.3 | 0 | 90 | N
T EWALL NEA | STEEL-FRAMED_R-13 + R-3.8 CI_EXT-WALL | 0.3 | 0.477 | 0.51 | 23.22 | 90 | 90 | E
T ROOF NEA | IEAD_R-15 CI_ROOF | 0.3 | 0.357 | 0.38 | 88.25 | 0 | 0
T NWALL N1A | STEEL-FRAMED_R-13 + R-3.8 CI_EXT-WALL | 0.3 | 0.477 | 0.51 | 35.3 | 0 | 90 | N
T ROOF N1A | IEAD_R-15 CI_ROOF | 0.3 | 0.357 | 0.38 | 88.25 | 0 | 0
T NWALL N2A | STEEL-FRAMED_R-13 + R-3.8 CI_EXT-WALL | 0.3 | 0.477 | 0.51 | 35.3 | 0 | 90 | N
T ROOF N2A | IEAD_R-15 CI_ROOF | 0.3 | 0.357 | 0.38 | 88.25 | 0 | 0
T SWALL S1A | STEEL-FRAMED_R-13 + R-3.8 CI_EXT-WALL | 0.3 | 0.477 | 0.51 | 35.3 | 180 | 90 | S
T ROOF S1A | IEAD_R-15 CI_ROOF | 0.3 | 0.357 | 0.38 | 88.25 | 0 | 0
T SWALL S2A | STEEL-FRAMED_R-13 + R-3.8 CI_EXT-WALL | 0.3 | 0.477 | 0.51 | 35.3 | 180 | 90 | S
T ROOF S2A | IEAD_R-15 CI_ROOF | 0.3 | 0.357 | 0.38 | 88.25 | 0 | 0
T WWALL C | STEEL-FRAMED_R-13 + R-3.8 CI_EXT-WALL | 0.3 | 0.477 | 0.51 | 5.11 | 270 | 90 | W
T EWALL C | STEEL-FRAMED_R-13 + R-3.8 CI_EXT-WALL | 0.3 | 0.477 | 0.51 | 5.11 | 90 | 90 | E
T ROOF C | IEAD_R-15 CI_ROOF | 0.3 | 0.357 | 0.38 | 77.66 | 0 | 0
G WWALL C | STEEL-FRAMED_R-13 + R-3.8 CI_EXT-WALL | 0.3 | 0.477 | 0.51 | 5.11 | 270 | 90 | W
G EWALL C | STEEL-FRAMED_R-13 + R-3.8 CI_EXT-WALL | 0.3 | 0.477 | 0.51 | 5.11 | 90 | 90 | E
G FLOOR C | UNHEATED - 4IN SLAB WITH CARPET_EXT-SLAB | 0.3 | 1.862 | 3.4 | 77.66 | 270 | 180
M WWALL C | STEEL-FRAMED_R-13 + R-3.8 CI_EXT-WALL | 0.3 | 0.477 | 0.51 | 10.22 | 270 | 90 | W
M EWALL C | STEEL-FRAMED_R-13 + R-3.8 CI_EXT-WALL | 0.3 | 0.477 | 0.51 | 10.22 | 90 | 90 | E
| Construction | Area of One Opening [m2] | Area of Openings [m2] | U-Factor [W/m2-K] | SHGC | Visible Transmittance | Shade Control | Parent Surface | Azimuth [deg] | Cardinal Direction
GWINDOW1 | STD_WINDOW_UVALUE_3.237_SHGC_0.39_VT_0.495 | 5.2 | 5.2 | 3.18 | 0.402 | 0.495 | No | G SWALL SWA | 180 | S
GWINDOW2 | STD_WINDOW_UVALUE_3.237_SHGC_0.39_VT_0.495_WEST | 3.34 | 3.34 | 3.18 | 0.402 | 0.495 | No | G WWALL SWA | 270 | W
GWINDOW4 | STD_WINDOW_UVALUE_3.237_SHGC_0.49_VT_0.622 | 5.2 | 5.2 | 3.18 | 0.501 | 0.622 | No | G NWALL NWA | 0 | N
GWINDOW6 | STD_WINDOW_UVALUE_3.237_SHGC_0.39_VT_0.495_WEST | 3.34 | 3.34 | 3.18 | 0.402 | 0.495 | No | G WWALL NWA | 270 | W
GWINDOW3 | STD_WINDOW_UVALUE_3.237_SHGC_0.39_VT_0.495 | 5.2 | 5.2 | 3.18 | 0.402 | 0.495 | No | G SWALL SEA | 180 | S
GWINDOW7 | STD_WINDOW_UVALUE_3.237_SHGC_0.39_VT_0.495_EAST | 3.34 | 3.34 | 3.18 | 0.402 | 0.495 | No | G EWALL SEA | 90 | E
GWINDOW5 | STD_WINDOW_UVALUE_3.237_SHGC_0.49_VT_0.622 | 5.2 | 5.2 | 3.18 | 0.501 | 0.622 | No | G NWALL NEA | 0 | N
GWINDOW8 | STD_WINDOW_UVALUE_3.237_SHGC_0.39_VT_0.495_EAST | 3.34 | 3.34 | 3.18 | 0.402 | 0.495 | No | G EWALL NEA | 90 | E
GWINDOW9 | STD_WINDOW_UVALUE_3.237_SHGC_0.49_VT_0.622 | 5.2 | 5.2 | 3.18 | 0.501 | 0.622 | No | G NWALL N1A | 0 | N
GWINDOW10 | STD_WINDOW_UVALUE_3.237_SHGC_0.49_VT_0.622 | 5.2 | 5.2 | 3.18 | 0.501 | 0.622 | No | G NWALL N2A | 0 | N
GWINDOW11 | STD_WINDOW_UVALUE_3.237_SHGC_0.39_VT_0.495 | 5.2 | 5.2 | 3.18 | 0.402 | 0.495 | No | G SWALL S1A | 180 | S
GWINDOW12 | STD_WINDOW_UVALUE_3.237_SHGC_0.39_VT_0.495 | 5.2 | 5.2 | 3.18 | 0.402 | 0.495 | No | G SWALL S2A | 180 | S
MWINDOW2 | STD_WINDOW_UVALUE_3.237_SHGC_0.39_VT_0.495_WEST | 3.34 | 6.69 | 3.18 | 0.402 | 0.495 | No | M WWALL SWA | 270 | W
MWINDOW1 | STD_WINDOW_UVALUE_3.237_SHGC_0.39_VT_0.495 | 5.2 | 10.4 | 3.18 | 0.402 | 0.495 | No | M SWALL SWA | 180 | S
MWINDOW4 | STD_WINDOW_UVALUE_3.237_SHGC_0.49_VT_0.622 | 5.2 | 10.4 | 3.18 | 0.501 | 0.622 | No | M NWALL NWA | 0 | N
MWINDOW6 | STD_WINDOW_UVALUE_3.237_SHGC_0.39_VT_0.495_WEST | 3.34 | 6.69 | 3.18 | 0.402 | 0.495 | No | M WWALL NWA | 270 | W
MWINDOW7 | STD_WINDOW_UVALUE_3.237_SHGC_0.39_VT_0.495_EAST | 3.34 | 6.69 | 3.18 | 0.402 | 0.495 | No | M EWALL SEA | 90 | E
MWINDOW3 | STD_WINDOW_UVALUE_3.237_SHGC_0.39_VT_0.495 | 5.2 | 10.4 | 3.18 | 0.402 | 0.495 | No | M SWALL SEA | 180 | S
MWINDOW5 | STD_WINDOW_UVALUE_3.237_SHGC_0.49_VT_0.622 | 5.2 | 10.4 | 3.18 | 0.501 | 0.622 | No | M NWALL NEA | 0 | N
MWINDOW8 | STD_WINDOW_UVALUE_3.237_SHGC_0.39_VT_0.495_EAST | 3.34 | 6.69 | 3.18 | 0.402 | 0.495 | No | M EWALL NEA | 90 | E
MWINDOW9 | STD_WINDOW_UVALUE_3.237_SHGC_0.49_VT_0.622 | 5.2 | 10.4 | 3.18 | 0.501 | 0.622 | No | M NWALL N1A | 0 | N
MWINDOW10 | STD_WINDOW_UVALUE_3.237_SHGC_0.49_VT_0.622 | 5.2 | 10.4 | 3.18 | 0.501 | 0.622 | No | M NWALL N2A | 0 | N
MWINDOW11 | STD_WINDOW_UVALUE_3.237_SHGC_0.39_VT_0.495 | 5.2 | 10.4 | 3.18 | 0.402 | 0.495 | No | M SWALL S1A | 180 | S
MWINDOW12 | STD_WINDOW_UVALUE_3.237_SHGC_0.39_VT_0.495 | 5.2 | 10.4 | 3.18 | 0.402 | 0.495 | No | M SWALL S2A | 180 | S
TWINDOW2 | STD_WINDOW_UVALUE_3.237_SHGC_0.39_VT_0.495_WEST | 3.34 | 3.34 | 3.18 | 0.402 | 0.495 | No | T WWALL SWA | 270 | W
TWINDOW1 | STD_WINDOW_UVALUE_3.237_SHGC_0.39_VT_0.495 | 5.2 | 5.2 | 3.18 | 0.402 | 0.495 | No | T SWALL SWA | 180 | S
TWINDOW4 | STD_WINDOW_UVALUE_3.237_SHGC_0.49_VT_0.622 | 5.2 | 5.2 | 3.18 | 0.501 | 0.622 | No | T NWALL NWA | 0 | N
TWINDOW6 | STD_WINDOW_UVALUE_3.237_SHGC_0.39_VT_0.495_WEST | 3.34 | 3.34 | 3.18 | 0.402 | 0.495 | No | T WWALL NWA | 270 | W
TWINDOW7 | STD_WINDOW_UVALUE_3.237_SHGC_0.39_VT_0.495_EAST | 3.34 | 3.34 | 3.18 | 0.402 | 0.495 | No | T EWALL SEA | 90 | E
TWINDOW3 | STD_WINDOW_UVALUE_3.237_SHGC_0.39_VT_0.495 | 5.2 | 5.2 | 3.18 | 0.402 | 0.495 | No | T SWALL SEA | 180 | S
TWINDOW5 | STD_WINDOW_UVALUE_3.237_SHGC_0.49_VT_0.622 | 5.2 | 5.2 | 3.18 | 0.501 | 0.622 | No | T NWALL NEA | 0 | N
TWINDOW8 | STD_WINDOW_UVALUE_3.237_SHGC_0.39_VT_0.495_EAST | 3.34 | 3.34 | 3.18 | 0.402 | 0.495 | No | T EWALL NEA | 90 | E
TWINDOW9 | STD_WINDOW_UVALUE_3.237_SHGC_0.49_VT_0.622 | 5.2 | 5.2 | 3.18 | 0.501 | 0.622 | No | T NWALL N1A | 0 | N
TWINDOW10 | STD_WINDOW_UVALUE_3.237_SHGC_0.49_VT_0.622 | 5.2 | 5.2 | 3.18 | 0.501 | 0.622 | No | T NWALL N2A | 0 | N
TWINDOW11 | STD_WINDOW_UVALUE_3.237_SHGC_0.39_VT_0.495 | 5.2 | 5.2 | 3.18 | 0.402 | 0.495 | No | T SWALL S1A | 180 | S
TWINDOW12 | STD_WINDOW_UVALUE_3.237_SHGC_0.39_VT_0.495 | 5.2 | 5.2 | 3.18 | 0.402 | 0.495 | No | T SWALL S2A | 180 | S
TWINDOW13 | STD_WINDOW_UVALUE_3.237_SHGC_0.39_VT_0.495_WEST | 1.11 | 1.11 | 3.18 | 0.402 | 0.495 | No | T WWALL C | 270 | W
TWINDOW14 | STD_WINDOW_UVALUE_3.237_SHGC_0.39_VT_0.495_EAST | 1.11 | 1.11 | 3.18 | 0.402 | 0.495 | No | T EWALL C | 90 | E
GWINDOW13 | STD_WINDOW_UVALUE_3.237_SHGC_0.39_VT_0.495_WEST | 1.11 | 1.11 | 3.18 | 0.402 | 0.495 | No | G WWALL C | 270 | W
EAST_DOOR | STD_WINDOW_UVALUE_3.237_SHGC_0.39_VT_0.495_EAST | 3.32 | 3.32 | 3.18 | 0.402 | 0.495 | No | G EWALL C | 90 | E
MWINDOW13 | STD_WINDOW_UVALUE_3.237_SHGC_0.39_VT_0.495_WEST | 1.11 | 2.23 | 3.18 | 0.402 | 0.495 | No | M WWALL C | 270 | W
MWINDOW14 | STD_WINDOW_UVALUE_3.237_SHGC_0.39_VT_0.495_EAST | 1.11 | 2.23 | 3.18 | 0.402 | 0.495 | No | M EWALL C | 90 | E
Total or Average |  |  | 231.09 | 3.18 | 0.438 | 0.541
North Total or Average |  |  | 83.23 | 3.18 | 0.501 | 0.622
Non-North Total or Average |  |  | 147.86 | 3.18 | 0.402 | 0.495
| Type | Nominal Capacity [W] | Nominal Efficiency [W/W]
None
| Type | Nominal Total Capacity [W] | Nominal Sensible Capacity [W] | Nominal Latent Capacity [W] | Nominal Sensible Heat Ratio | Nominal Efficiency [W/W]
SPLITSYSTEMAC:1_UNITARY_PACKAGE_COOLCOIL | Coil:Cooling:DX:SingleSpeed | 3142.48 | 2509.76 | 632.72 | 0.8 | 4.06
SPLITSYSTEMAC:2_UNITARY_PACKAGE_COOLCOIL | Coil:Cooling:DX:SingleSpeed | 3104.99 | 2479.82 | 625.17 | 0.8 | 4.07
SPLITSYSTEMAC:3_UNITARY_PACKAGE_COOLCOIL | Coil:Cooling:DX:SingleSpeed | 1669.87 | 1128.97 | 540.9 | 0.68 | 3.69
SPLITSYSTEMAC:4_UNITARY_PACKAGE_COOLCOIL | Coil:Cooling:DX:SingleSpeed | 2195.99 | 1753.84 | 442.15 | 0.8 | 4.03
SPLITSYSTEMAC:5_UNITARY_PACKAGE_COOLCOIL | Coil:Cooling:DX:SingleSpeed | 2113.2 | 1687.71 | 425.48 | 0.8 | 4.08
SPLITSYSTEMAC:6_UNITARY_PACKAGE_COOLCOIL | Coil:Cooling:DX:SingleSpeed | 2072.05 | 1654.86 | 417.2 | 0.8 | 4.11
SPLITSYSTEMAC:7_UNITARY_PACKAGE_COOLCOIL | Coil:Cooling:DX:SingleSpeed | 2143.7 | 1712.08 | 431.62 | 0.8 | 4.06
SPLITSYSTEMAC:8_UNITARY_PACKAGE_COOLCOIL | Coil:Cooling:DX:SingleSpeed | 2484.54 | 1931.99 | 552.55 | 0.78 | 3.97
SPLITSYSTEMAC:9_UNITARY_PACKAGE_COOLCOIL | Coil:Cooling:DX:SingleSpeed | 7393.31 | 5904.7 | 1488.6 | 0.8 | 4.07
SPLITSYSTEMAC:10_UNITARY_PACKAGE_COOLCOIL | Coil:Cooling:DX:SingleSpeed | 7098.6 | 5669.34 | 1429.27 | 0.8 | 4.06
SPLITSYSTEMAC:11_UNITARY_PACKAGE_COOLCOIL | Coil:Cooling:DX:SingleSpeed | 6235.55 | 4947.72 | 1287.83 | 0.79 | 4.03
SPLITSYSTEMAC:12_UNITARY_PACKAGE_COOLCOIL | Coil:Cooling:DX:SingleSpeed | 4636.62 | 3703.06 | 933.56 | 0.8 | 3.94
SPLITSYSTEMAC:13_UNITARY_PACKAGE_COOLCOIL | Coil:Cooling:DX:SingleSpeed | 4379.27 | 3497.52 | 881.74 | 0.8 | 3.92
SPLITSYSTEMAC:14_UNITARY_PACKAGE_COOLCOIL | Coil:Cooling:DX:SingleSpeed | 4292.36 | 3428.12 | 864.24 | 0.8 | 3.94
SPLITSYSTEMAC:15_UNITARY_PACKAGE_COOLCOIL | Coil:Cooling:DX:SingleSpeed | 5307.71 | 4132.6 | 1175.1 | 0.78 | 3.87
SPLITSYSTEMAC:16_UNITARY_PACKAGE_COOLCOIL | Coil:Cooling:DX:SingleSpeed | 5301.79 | 4132.03 | 1169.76 | 0.78 | 3.87
SPLITSYSTEMAC:17_UNITARY_PACKAGE_COOLCOIL | Coil:Cooling:DX:SingleSpeed | 5276.24 | 4213.89 | 1062.34 | 0.8 | 3.94
SPLITSYSTEMAC:18_UNITARY_PACKAGE_COOLCOIL | Coil:Cooling:DX:SingleSpeed | 5245.13 | 4189.05 | 1056.08 | 0.8 | 3.95
SPLITSYSTEMAC:19_UNITARY_PACKAGE_COOLCOIL | Coil:Cooling:DX:SingleSpeed | 4181.33 | 3339.44 | 841.89 | 0.8 | 3.92
SPLITSYSTEMAC:20_UNITARY_PACKAGE_COOLCOIL | Coil:Cooling:DX:SingleSpeed | 3667.57 | 2929.13 | 738.45 | 0.8 | 3.93
SPLITSYSTEMAC:21_UNITARY_PACKAGE_COOLCOIL | Coil:Cooling:DX:SingleSpeed | 3549.36 | 2834.71 | 714.64 | 0.8 | 3.91
SPLITSYSTEMAC:22_UNITARY_PACKAGE_COOLCOIL | Coil:Cooling:DX:SingleSpeed | 3502.06 | 2796.94 | 705.12 | 0.8 | 4.05
SPLITSYSTEMAC:23_UNITARY_PACKAGE_COOLCOIL | Coil:Cooling:DX:SingleSpeed | 3673.72 | 2934.04 | 739.68 | 0.8 | 3.97
SPLITSYSTEMAC:24_UNITARY_PACKAGE_COOLCOIL | Coil:Cooling:DX:SingleSpeed | 3667.7 | 2929.23 | 738.47 | 0.8 | 3.97
| Type | Nominal Total Capacity [W] | Nominal Efficiency [W/W]
T CORRIDOR UNIT HEATER COIL | Coil:Heating:Electric | 0 | 1
G CORRIDOR UNIT HEATER COIL | Coil:Heating:Electric | 0 | 1
M CORRIDOR UNIT HEATER COIL | Coil:Heating:Electric | 0 | 1
SPLITSYSTEMAC:1_UNITARY_PACKAGE_HEATCOIL | Coil:Heating:Gas | 1781.78 | 0.8
SPLITSYSTEMAC:2_UNITARY_PACKAGE_HEATCOIL | Coil:Heating:Gas | 4454.45 | 0.8
SPLITSYSTEMAC:3_UNITARY_PACKAGE_HEATCOIL | Coil:Heating:Gas | 791.63 | 0.8
SPLITSYSTEMAC:4_UNITARY_PACKAGE_HEATCOIL | Coil:Heating:Gas | 4454.45 | 0.8
SPLITSYSTEMAC:5_UNITARY_PACKAGE_HEATCOIL | Coil:Heating:Gas | 4454.45 | 0.8
SPLITSYSTEMAC:6_UNITARY_PACKAGE_HEATCOIL | Coil:Heating:Gas | 4454.45 | 0.8
SPLITSYSTEMAC:7_UNITARY_PACKAGE_HEATCOIL | Coil:Heating:Gas | 4454.45 | 0.8
SPLITSYSTEMAC:8_UNITARY_PACKAGE_HEATCOIL | Coil:Heating:Gas | 4454.45 | 0.8
SPLITSYSTEMAC:9_UNITARY_PACKAGE_HEATCOIL | Coil:Heating:Gas | 8908.9 | 0.8
SPLITSYSTEMAC:10_UNITARY_PACKAGE_HEATCOIL | Coil:Heating:Gas | 8908.9 | 0.8
SPLITSYSTEMAC:11_UNITARY_PACKAGE_HEATCOIL | Coil:Heating:Gas | 8908.9 | 0.8
SPLITSYSTEMAC:12_UNITARY_PACKAGE_HEATCOIL | Coil:Heating:Gas | 8908.9 | 0.8
SPLITSYSTEMAC:13_UNITARY_PACKAGE_HEATCOIL | Coil:Heating:Gas | 8908.9 | 0.8
SPLITSYSTEMAC:14_UNITARY_PACKAGE_HEATCOIL | Coil:Heating:Gas | 8908.9 | 0.8
SPLITSYSTEMAC:15_UNITARY_PACKAGE_HEATCOIL | Coil:Heating:Gas | 8908.9 | 0.8
SPLITSYSTEMAC:16_UNITARY_PACKAGE_HEATCOIL | Coil:Heating:Gas | 8908.9 | 0.8
SPLITSYSTEMAC:17_UNITARY_PACKAGE_HEATCOIL | Coil:Heating:Gas | 4454.45 | 0.8
SPLITSYSTEMAC:18_UNITARY_PACKAGE_HEATCOIL | Coil:Heating:Gas | 4559.32 | 0.8
SPLITSYSTEMAC:19_UNITARY_PACKAGE_HEATCOIL | Coil:Heating:Gas | 4454.45 | 0.8
SPLITSYSTEMAC:20_UNITARY_PACKAGE_HEATCOIL | Coil:Heating:Gas | 4454.45 | 0.8
SPLITSYSTEMAC:21_UNITARY_PACKAGE_HEATCOIL | Coil:Heating:Gas | 4454.45 | 0.8
SPLITSYSTEMAC:22_UNITARY_PACKAGE_HEATCOIL | Coil:Heating:Gas | 4454.45 | 0.8
SPLITSYSTEMAC:23_UNITARY_PACKAGE_HEATCOIL | Coil:Heating:Gas | 4454.45 | 0.8
SPLITSYSTEMAC:24_UNITARY_PACKAGE_HEATCOIL | Coil:Heating:Gas | 4454.45 | 0.8
| Type | Total Efficiency [W/W] | Delta Pressure [pa] | Max Flow Rate [m3/s] | Rated Power [W] | Motor Heat In Air Fraction | End Use
T CORRIDOR UNIT HEATERFAN | Fan:ConstantVolume | 0.54 | 49.8 | 0 | 0 | 1 | Unit Heater Fans
G CORRIDOR UNIT HEATERFAN | Fan:ConstantVolume | 0.54 | 49.8 | 0 | 0 | 1 | Unit Heater Fans
M CORRIDOR UNIT HEATERFAN | Fan:ConstantVolume | 0.54 | 49.8 | 0 | 0 | 1 | Unit Heater Fans
SPLITSYSTEMAC:1_UNITARY_PACKAGE_FAN | Fan:OnOff | 0.54 | 622 | 0.19 | 220.19 | 1 | Unitary Fans
SPLITSYSTEMAC:2_UNITARY_PACKAGE_FAN | Fan:OnOff | 0.54 | 622 | 0.19 | 217.57 | 1 | Unitary Fans
SPLITSYSTEMAC:3_UNITARY_PACKAGE_FAN | Fan:OnOff | 0.54 | 622 | 0.07 | 78 | 1 | Unitary Fans
SPLITSYSTEMAC:4_UNITARY_PACKAGE_FAN | Fan:OnOff | 0.54 | 622 | 0.13 | 153.87 | 1 | Unitary Fans
SPLITSYSTEMAC:5_UNITARY_PACKAGE_FAN | Fan:OnOff | 0.54 | 622 | 0.13 | 148.07 | 1 | Unitary Fans
SPLITSYSTEMAC:6_UNITARY_PACKAGE_FAN | Fan:OnOff | 0.54 | 622 | 0.13 | 145.19 | 1 | Unitary Fans
SPLITSYSTEMAC:7_UNITARY_PACKAGE_FAN | Fan:OnOff | 0.54 | 622 | 0.13 | 150.21 | 1 | Unitary Fans
SPLITSYSTEMAC:8_UNITARY_PACKAGE_FAN | Fan:OnOff | 0.54 | 622 | 0.14 | 164.12 | 1 | Unitary Fans
SPLITSYSTEMAC:9_UNITARY_PACKAGE_FAN | Fan:OnOff | 0.54 | 622 | 0.45 | 518.05 | 1 | Unitary Fans
SPLITSYSTEMAC:10_UNITARY_PACKAGE_FAN | Fan:OnOff | 0.54 | 622 | 0.43 | 497.4 | 1 | Unitary Fans
SPLITSYSTEMAC:11_UNITARY_PACKAGE_FAN | Fan:OnOff | 0.54 | 622 | 0.37 | 430.76 | 1 | Unitary Fans
SPLITSYSTEMAC:12_UNITARY_PACKAGE_FAN | Fan:OnOff | 0.59 | 622 | 0.28 | 294.54 | 1 | Unitary Fans
SPLITSYSTEMAC:13_UNITARY_PACKAGE_FAN | Fan:OnOff | 0.59 | 622 | 0.26 | 278.19 | 1 | Unitary Fans
SPLITSYSTEMAC:14_UNITARY_PACKAGE_FAN | Fan:OnOff | 0.59 | 622 | 0.26 | 272.67 | 1 | Unitary Fans
SPLITSYSTEMAC:15_UNITARY_PACKAGE_FAN | Fan:OnOff | 0.59 | 622 | 0.3 | 318.78 | 1 | Unitary Fans
SPLITSYSTEMAC:16_UNITARY_PACKAGE_FAN | Fan:OnOff | 0.59 | 622 | 0.3 | 319.12 | 1 | Unitary Fans
SPLITSYSTEMAC:17_UNITARY_PACKAGE_FAN | Fan:OnOff | 0.59 | 622 | 0.32 | 335.17 | 1 | Unitary Fans
SPLITSYSTEMAC:18_UNITARY_PACKAGE_FAN | Fan:OnOff | 0.59 | 622 | 0.32 | 333.2 | 1 | Unitary Fans
SPLITSYSTEMAC:19_UNITARY_PACKAGE_FAN | Fan:OnOff | 0.59 | 622 | 0.25 | 265.62 | 1 | Unitary Fans
SPLITSYSTEMAC:20_UNITARY_PACKAGE_FAN | Fan:OnOff | 0.59 | 622 | 0.22 | 232.98 | 1 | Unitary Fans
SPLITSYSTEMAC:21_UNITARY_PACKAGE_FAN | Fan:OnOff | 0.59 | 622 | 0.21 | 225.47 | 1 | Unitary Fans
SPLITSYSTEMAC:22_UNITARY_PACKAGE_FAN | Fan:OnOff | 0.54 | 622 | 0.21 | 245.39 | 1 | Unitary Fans
SPLITSYSTEMAC:23_UNITARY_PACKAGE_FAN | Fan:OnOff | 0.57 | 622 | 0.22 | 242.71 | 1 | Unitary Fans
SPLITSYSTEMAC:24_UNITARY_PACKAGE_FAN | Fan:OnOff | 0.57 | 622 | 0.22 | 242.31 | 1 | Unitary Fans
| Type | Control | Head [pa] | Power [W] | Motor Efficiency [W/W]
SWHSYS1 PUMP | Pump:VariableSpeed | INTERMITTENT | 0.01 | 0 | 1
| Type | Storage Volume [m3] | Input [W] | Thermal Efficiency [W/W] | Recovery Efficiency [W/W] | Energy Factor
SWHSYS1 WATER HEATER | WaterHeater:Mixed | 0 | 211500 | 0.8 | 704.88 | 0.55
| CO2:FACILITY [kg] | NOX:FACILITY [kg] | SO2:FACILITY [kg] | PM:FACILITY [kg] | HG:FACILITY [kg] | WATERENVIRONMENTALFACTORS:FACILITY [L] | CARBON EQUIVALENT:FACILITY [kg]
January | 7792.9812 | 6.7509 | 58.032 | 0 | 0 | 350106.9287 | 2874.2171
February | 6986.5011 | 6.0488 | 52.6435 | 0 | 0 | 317600.6289 | 2578.6529
March | 7695.9117 | 6.6589 | 58.7224 | 0 | 0 | 354278.4491 | 2842.7278
April | 7526.4138 | 6.5079 | 58.1996 | 0 | 0 | 351127.3216 | 2782.4692
May | 8033.9878 | 6.9418 | 63.0338 | 0 | 0 | 380296.4085 | 2972.8903
June | 7926.5369 | 6.8457 | 62.7696 | 0 | 0 | 378705.0135 | 2934.8954
July | 8871.6373 | 7.6553 | 71.4379 | 0 | 0 | 431007.6332 | 3288.4429
August | 9197.2316 | 7.9338 | 74.4895 | 0 | 0 | 449420.3979 | 3410.4419
September | 8741.1009 | 7.5425 | 70.4071 | 0 | 0 | 424788.5901 | 3240.1191
October | 8502.1125 | 7.3421 | 67.4468 | 0 | 0 | 406924.044 | 3148.373
November | 7717.3682 | 6.6714 | 59.9743 | 0 | 0 | 361835.8244 | 2853.9735
December | 7848.4783 | 6.794 | 59.3305 | 0 | 0 | 357944.7652 | 2897.3866
Annual Sum or Average | 96840.2611 | 83.6931 | 756.4871 | 0 | 0.0004 | 4564040 | 35824.5896
Minimum of Months | 6986.5011 | 6.0488 | 52.6435 | 0 | 0 | 317600.6289 | 2578.6529
Maximum of Months | 9197.2316 | 7.9338 | 74.4895 | 0 | 0 | 449420.3979 | 3410.4419
| ELECTRICITY:FACILITY [J] | ELECTRICITY:FACILITY {Maximum}[W] | ELECTRICITY:FACILITY {TIMESTAMP} | INTERIORLIGHTS:ELECTRICITY {AT MAX/MIN} [W] | INTERIOREQUIPMENT:ELECTRICITY {AT MAX/MIN} [W] | FANS:ELECTRICITY {AT MAX/MIN} [W] | HEATING:ELECTRICITY {AT MAX/MIN} [W] | COOLING:ELECTRICITY {AT MAX/MIN} [W] | EXTERIORLIGHTS:ELECTRICITY {AT MAX/MIN} [W] | PUMPS:ELECTRICITY {AT MAX/MIN} [W] | HEATREJECTION:ELECTRICITY [Invalid/Undefined] | EXTERIOREQUIPMENT:ELECTRICITY [Invalid/Undefined] | HUMIDIFICATION:ELECTRICITY [Invalid/Undefined] | HEATRECOVERY:ELECTRICITY [Invalid/Undefined] | WATERSYSTEMS:ELECTRICITY [Invalid/Undefined] | REFRIGERATION:ELECTRICITY [Invalid/Undefined] | GENERATORS:ELECTRICITY [Invalid/Undefined] | ELECTRICITYPRODUCED:FACILITY [Invalid/Undefined]
January | 71785100000 | 50576.138 | 25-JAN-18:15 | 10630.253 | 23210.456 | 2129.681 | 0 | 6306.282 | 8299.466 | 0 | 0 | 0 | 0 | 0 | 0 | 0 | 0 | 0
February | 65120100000 | 50513.638 | 13-FEB-18:15 | 10630.253 | 23210.456 | 2077.472 | 0 | 6295.992 | 8299.466 | 0 | 0 | 0 | 0 | 0 | 0 | 0 | 0 | 0
March | 72640400000 | 49469.79 | 04-MAR-18:15 | 10630.253 | 23210.456 | 1838.967 | 0 | 5490.648 | 8299.466 | 0 | 0 | 0 | 0 | 0 | 0 | 0 | 0 | 0
April | 71994300000 | 57164.056 | 11-APR-18:30 | 12294.589 | 20556.855 | 3833.264 | 0 | 12179.881 | 8299.466 | 0 | 0 | 0 | 0 | 0 | 0 | 0 | 0 | 0
May | 77975100000 | 56389.296 | 30-MAY-18:00 | 12294.589 | 20556.855 | 3633.897 | 0 | 11604.489 | 8299.466 | 0 | 0 | 0 | 0 | 0 | 0 | 0 | 0 | 0
June | 77648800000 | 55111.601 | 28-JUN-19:15 | 12443.002 | 19968.13 | 3450.312 | 0 | 10950.692 | 8299.466 | 0 | 0 | 0 | 0 | 0 | 0 | 0 | 0 | 0
July | 88372800000 | 56974.914 | 29-JUL-18:00 | 12294.589 | 20556.855 | 3765.621 | 0 | 12058.382 | 8299.466 | 0 | 0 | 0 | 0 | 0 | 0 | 0 | 0 | 0
August | 92148100000 | 61027.467 | 16-AUG-18:45 | 12294.589 | 20556.855 | 4650.841 | 0 | 15225.715 | 8299.466 | 0 | 0 | 0 | 0 | 0 | 0 | 0 | 0 | 0
September | 87097600000 | 61875.867 | 25-SEP-17:45 | 10630.253 | 23210.456 | 4646.585 | 0 | 15089.107 | 8299.466 | 0 | 0 | 0 | 0 | 0 | 0 | 0 | 0 | 0
October | 83434700000 | 58463.718 | 05-OCT-17:45 | 10630.253 | 23210.456 | 3902.488 | 0 | 12421.055 | 8299.466 | 0 | 0 | 0 | 0 | 0 | 0 | 0 | 0 | 0
November | 74189900000 | 51815.462 | 09-NOV-18:15 | 10630.253 | 23210.456 | 2334.457 | 0 | 7340.831 | 8299.466 | 0 | 0 | 0 | 0 | 0 | 0 | 0 | 0 | 0
December | 73392100000 | 49713.197 | 18-DEC-18:00 | 10630.253 | 23210.456 | 1909.091 | 0 | 5663.931 | 8299.466 | 0 | 0 | 0 | 0 | 0 | 0 | 0 | 0 | 0
Annual Sum or Average | 935799000000 | [9 empty] | 0 | 0 | 0 | 0 | 0 | 0 | 0 | 0
Minimum of Months | 65120100000 | 49469.79 |  | 10630.253 | 19968.13 | 1838.967 | 0 | 5490.648 | 8299.466 | 0 | 0 | 0 | 0 | 0 | 0 | 0 | 0 | 0
Maximum of Months | 92148100000 | 61875.867 |  | 12443.002 | 23210.456 | 4650.841 | 0 | 15225.715 | 8299.466 | 0 | 0 | 0 | 0 | 0 | 0 | 0 | 0 | 0
| Electric | Gas | Other | Total
Cost ($) | 33051.72 | 2541.68 | 0 | 35593.41
Cost per Total Building Area ($/m2) | 10.54 | 0.81 | 0 | 11.36
Cost per Net Conditioned Building Area ($/m2) | 10.54 | 0.81 | 0 | 11.36

## LasVegas (hidden)
| Total Energy [GJ] | Energy Per Total Building Area [MJ/m2] | Energy Per Conditioned Building Area [MJ/m2]
Total Site Energy | 1458.13 | 465.17 | 465.17
Net Site Energy | 1458.13 | 465.17 | 465.17
Total Source Energy | 4379.32 | 1397.09 | 1397.09
Net Source Energy | 4379.32 | 1397.09 | 1397.09
Area [m2]
Total Building Area | 3134.59
Net Conditioned Building Area | 3134.59
Unconditioned Building Area | 0
| Electricity [GJ] | Natural Gas [GJ] | Other Fuel [GJ] | District Cooling [GJ] | District Heating [GJ] | Water [m3]
Heating | 0 | 72.18 | 0 | 0 | 0 | 0
Cooling | 291.24 | 0 | 0 | 0 | 0 | 0
Interior Lighting | 173.35 | 0 | 0 | 0 | 0 | 0
Exterior Lighting | 130.44 | 0 | 0 | 0 | 0 | 0
Interior Equipment | 449.59 | 0 | 0 | 0 | 0 | 0
Exterior Equipment | 0 | 0 | 0 | 0 | 0 | 0
Fans | 76.93 | 0 | 0 | 0 | 0 | 0
Pumps | 0 | 0 | 0 | 0 | 0 | 0
Heat Rejection | 0 | 0 | 0 | 0 | 0 | 0
Humidification | 0 | 0 | 0 | 0 | 0 | 0
Heat Recovery | 0 | 0 | 0 | 0 | 0 | 0
Water Systems | 0 | 264.4 | 0 | 0 | 0 | 1874.65
Refrigeration | 0 | 0 | 0 | 0 | 0 | 0
Generators | 0 | 0 | 0 | 0 | 0 | 0
Total End Uses | 1121.55 | 336.58 | 0 | 0 | 0 | 1874.65
| Area [m2] | Conditioned (Y/N) | Volume [m3] | Multipliers | Gross Wall Area [m2] | Window Glass Area [m2] | Lighting [W/m2] | People [m2] per person | Plug and Process [W/m2]
G SW APARTMENT | 88.25 | Yes | 268.96 | 1 | 58.52 | 8.55 | 3.875 | 35.3 | 5.38
G NW APARTMENT | 88.25 | Yes | 268.96 | 1 | 58.52 | 8.55 | 3.875 | 35.3 | 5.38
OFFICE | 88.25 | Yes | 268.96 | 1 | 58.52 | 8.55 | 10.76 | 44.12 | 12.9
G NE APARTMENT | 88.25 | Yes | 268.96 | 1 | 58.52 | 8.55 | 3.875 | 35.3 | 5.38
G N1 APARTMENT | 88.25 | Yes | 268.96 | 1 | 35.3 | 5.2 | 3.875 | 35.3 | 5.38
G N2 APARTMENT | 88.25 | Yes | 268.96 | 1 | 35.3 | 5.2 | 3.875 | 35.3 | 5.38
G S1 APARTMENT | 88.25 | Yes | 268.96 | 1 | 35.3 | 5.2 | 3.875 | 35.3 | 5.38
G S2 APARTMENT | 88.25 | Yes | 268.96 | 1 | 35.3 | 5.2 | 3.875 | 35.3 | 5.38
M SW APARTMENT | 88.25 | Yes | 268.96 | 2 | 58.52 | 8.55 | 3.875 | 35.3 | 5.38
M NW APARTMENT | 88.25 | Yes | 268.96 | 2 | 58.52 | 8.55 | 3.875 | 35.3 | 5.38
M SE APARTMENT | 88.25 | Yes | 268.96 | 2 | 58.52 | 8.55 | 3.875 | 35.3 | 5.38
M NE APARTMENT | 88.25 | Yes | 268.96 | 2 | 58.52 | 8.55 | 3.875 | 35.3 | 5.38
M N1 APARTMENT | 88.25 | Yes | 268.96 | 2 | 35.3 | 5.2 | 3.875 | 35.3 | 5.38
M N2 APARTMENT | 88.25 | Yes | 268.96 | 2 | 35.3 | 5.2 | 3.875 | 35.3 | 5.38
M S1 APARTMENT | 88.25 | Yes | 268.96 | 2 | 35.3 | 5.2 | 3.875 | 35.3 | 5.38
M S2 APARTMENT | 88.25 | Yes | 268.96 | 2 | 35.3 | 5.2 | 3.875 | 35.3 | 5.38
T SW APARTMENT | 88.25 | Yes | 268.96 | 1 | 58.52 | 8.55 | 3.875 | 35.3 | 5.38
T NW APARTMENT | 88.25 | Yes | 268.96 | 1 | 58.52 | 8.55 | 3.875 | 35.3 | 5.38
T SE APARTMENT | 88.25 | Yes | 268.96 | 1 | 58.52 | 8.55 | 3.875 | 35.3 | 5.38
T NE APARTMENT | 88.25 | Yes | 268.96 | 1 | 58.52 | 8.55 | 3.875 | 35.3 | 5.38
T N1 APARTMENT | 88.25 | Yes | 268.96 | 1 | 35.3 | 5.2 | 3.875 | 35.3 | 5.38
T N2 APARTMENT | 88.25 | Yes | 268.96 | 1 | 35.3 | 5.2 | 3.875 | 35.3 | 5.38
T S1 APARTMENT | 88.25 | Yes | 268.96 | 1 | 35.3 | 5.2 | 3.875 | 35.3 | 5.38
T S2 APARTMENT | 88.25 | Yes | 268.96 | 1 | 35.3 | 5.2 | 3.875 | 35.3 | 5.38
T CORRIDOR | 77.66 | Yes | 236.69 | 1 | 10.22 | 2.23 | 5.38 |  | 0
G CORRIDOR | 77.66 | Yes | 236.69 | 1 | 10.22 | 4.43 | 5.38 |  | 209.035
M CORRIDOR | 77.66 | Yes | 236.69 | 2 | 10.22 | 2.23 | 5.38 |  | 0
Total | 3134.59 |  | 9553.6 |  | 1542.01 | 231.09 | 4.218 | 39.43 | 10.2373
Conditioned Total | 3134.59 |  | 9553.6 |  | 1542.01 | 231.09 | 4.218 | 39.43 | 10.2373
Unconditioned Total | 0 |  | 0 |  | 0 | 0
| Construction | Reflectance | U-Factor with Film [W/m2-K] | U-Factor no Film [W/m2-K] | Gross Area [m2] | Azimuth [deg] | Tilt [deg] | Cardinal Direction
G SWALL SWA | STEEL-FRAMED_R-13 + R-3.8 CI_EXT-WALL | 0.3 | 0.477 | 0.51 | 35.3 | 180 | 90 | S
G WWALL SWA | STEEL-FRAMED_R-13 + R-3.8 CI_EXT-WALL | 0.3 | 0.477 | 0.51 | 23.22 | 270 | 90 | W
G GFLOOR SWA | UNHEATED - 4IN SLAB WITH CARPET_EXT-SLAB | 0.3 | 1.862 | 3.4 | 88.25 | 270 | 180
G NWALL NWA | STEEL-FRAMED_R-13 + R-3.8 CI_EXT-WALL | 0.3 | 0.477 | 0.51 | 35.3 | 0 | 90 | N
G WWALL NWA | STEEL-FRAMED_R-13 + R-3.8 CI_EXT-WALL | 0.3 | 0.477 | 0.51 | 23.22 | 270 | 90 | W
G GFLOOR NWA | UNHEATED - 4IN SLAB WITH CARPET_EXT-SLAB | 0.3 | 1.862 | 3.4 | 88.25 | 270 | 180
G SWALL SEA | STEEL-FRAMED_R-13 + R-3.8 CI_EXT-WALL | 0.3 | 0.477 | 0.51 | 35.3 | 180 | 90 | S
G EWALL SEA | STEEL-FRAMED_R-13 + R-3.8 CI_EXT-WALL | 0.3 | 0.477 | 0.51 | 23.22 | 90 | 90 | E
G GFLOOR SEA | UNHEATED - 4IN SLAB WITH CARPET_EXT-SLAB | 0.3 | 1.862 | 3.4 | 88.25 | 270 | 180
G NWALL NEA | STEEL-FRAMED_R-13 + R-3.8 CI_EXT-WALL | 0.3 | 0.477 | 0.51 | 35.3 | 0 | 90 | N
G EWALL NEA | STEEL-FRAMED_R-13 + R-3.8 CI_EXT-WALL | 0.3 | 0.477 | 0.51 | 23.22 | 90 | 90 | E
G GFLOOR NEA | UNHEATED - 4IN SLAB WITH CARPET_EXT-SLAB | 0.3 | 1.862 | 3.4 | 88.25 | 270 | 180
G NWALL N1A | STEEL-FRAMED_R-13 + R-3.8 CI_EXT-WALL | 0.3 | 0.477 | 0.51 | 35.3 | 0 | 90 | N
G GFLOOR N1A | UNHEATED - 4IN SLAB WITH CARPET_EXT-SLAB | 0.3 | 1.862 | 3.4 | 88.25 | 270 | 180
G NWALL N2A | STEEL-FRAMED_R-13 + R-3.8 CI_EXT-WALL | 0.3 | 0.477 | 0.51 | 35.3 | 0 | 90 | N
G GFLOOR N2A | UNHEATED - 4IN SLAB WITH CARPET_EXT-SLAB | 0.3 | 1.862 | 3.4 | 88.25 | 270 | 180
G SWALL S1A | STEEL-FRAMED_R-13 + R-3.8 CI_EXT-WALL | 0.3 | 0.477 | 0.51 | 35.3 | 180 | 90 | S
G GFLOOR S1A | UNHEATED - 4IN SLAB WITH CARPET_EXT-SLAB | 0.3 | 1.862 | 3.4 | 88.25 | 270 | 180
G SWALL S2A | STEEL-FRAMED_R-13 + R-3.8 CI_EXT-WALL | 0.3 | 0.477 | 0.51 | 35.3 | 180 | 90 | S
G GFLOOR S2A | UNHEATED - 4IN SLAB WITH CARPET_EXT-SLAB | 0.3 | 1.862 | 3.4 | 88.25 | 270 | 180
M WWALL SWA | STEEL-FRAMED_R-13 + R-3.8 CI_EXT-WALL | 0.3 | 0.477 | 0.51 | 46.45 | 270 | 90 | W
M SWALL SWA | STEEL-FRAMED_R-13 + R-3.8 CI_EXT-WALL | 0.3 | 0.477 | 0.51 | 70.6 | 180 | 90 | S
M NWALL NWA | STEEL-FRAMED_R-13 + R-3.8 CI_EXT-WALL | 0.3 | 0.477 | 0.51 | 70.6 | 0 | 90 | N
M WWALL NWA | STEEL-FRAMED_R-13 + R-3.8 CI_EXT-WALL | 0.3 | 0.477 | 0.51 | 46.45 | 270 | 90 | W
M EWALL SEA | STEEL-FRAMED_R-13 + R-3.8 CI_EXT-WALL | 0.3 | 0.477 | 0.51 | 46.45 | 90 | 90 | E
M SWALL SEA | STEEL-FRAMED_R-13 + R-3.8 CI_EXT-WALL | 0.3 | 0.477 | 0.51 | 70.6 | 180 | 90 | S
M NWALL NEA | STEEL-FRAMED_R-13 + R-3.8 CI_EXT-WALL | 0.3 | 0.477 | 0.51 | 70.6 | 0 | 90 | N
M EWALL NEA | STEEL-FRAMED_R-13 + R-3.8 CI_EXT-WALL | 0.3 | 0.477 | 0.51 | 46.45 | 90 | 90 | E
M NWALL N1A | STEEL-FRAMED_R-13 + R-3.8 CI_EXT-WALL | 0.3 | 0.477 | 0.51 | 70.6 | 0 | 90 | N
M NWALL N2A | STEEL-FRAMED_R-13 + R-3.8 CI_EXT-WALL | 0.3 | 0.477 | 0.51 | 70.6 | 0 | 90 | N
M SWALL S1A | STEEL-FRAMED_R-13 + R-3.8 CI_EXT-WALL | 0.3 | 0.477 | 0.51 | 70.6 | 180 | 90 | S
M SWALL S2A | STEEL-FRAMED_R-13 + R-3.8 CI_EXT-WALL | 0.3 | 0.477 | 0.51 | 70.6 | 180 | 90 | S
T WWALL SWA | STEEL-FRAMED_R-13 + R-3.8 CI_EXT-WALL | 0.3 | 0.477 | 0.51 | 23.22 | 270 | 90 | W
T SWALL SWA | STEEL-FRAMED_R-13 + R-3.8 CI_EXT-WALL | 0.3 | 0.477 | 0.51 | 35.3 | 180 | 90 | S
T ROOF SWA | IEAD_R-15 CI_ROOF | 0.3 | 0.357 | 0.38 | 88.25 | 0 | 0
T NWALL NWA | STEEL-FRAMED_R-13 + R-3.8 CI_EXT-WALL | 0.3 | 0.477 | 0.51 | 35.3 | 0 | 90 | N
T WWALL NWA | STEEL-FRAMED_R-13 + R-3.8 CI_EXT-WALL | 0.3 | 0.477 | 0.51 | 23.22 | 270 | 90 | W
T ROOF NWA | IEAD_R-15 CI_ROOF | 0.3 | 0.357 | 0.38 | 88.25 | 0 | 0
T EWALL SEA | STEEL-FRAMED_R-13 + R-3.8 CI_EXT-WALL | 0.3 | 0.477 | 0.51 | 23.22 | 90 | 90 | E
T SWALL SEA | STEEL-FRAMED_R-13 + R-3.8 CI_EXT-WALL | 0.3 | 0.477 | 0.51 | 35.3 | 180 | 90 | S
T ROOF SEA | IEAD_R-15 CI_ROOF | 0.3 | 0.357 | 0.38 | 88.25 | 0 | 0
T NWALL NEA | STEEL-FRAMED_R-13 + R-3.8 CI_EXT-WALL | 0.3 | 0.477 | 0.51 | 35.3 | 0 | 90 | N
T EWALL NEA | STEEL-FRAMED_R-13 + R-3.8 CI_EXT-WALL | 0.3 | 0.477 | 0.51 | 23.22 | 90 | 90 | E
T ROOF NEA | IEAD_R-15 CI_ROOF | 0.3 | 0.357 | 0.38 | 88.25 | 0 | 0
T NWALL N1A | STEEL-FRAMED_R-13 + R-3.8 CI_EXT-WALL | 0.3 | 0.477 | 0.51 | 35.3 | 0 | 90 | N
T ROOF N1A | IEAD_R-15 CI_ROOF | 0.3 | 0.357 | 0.38 | 88.25 | 0 | 0
T NWALL N2A | STEEL-FRAMED_R-13 + R-3.8 CI_EXT-WALL | 0.3 | 0.477 | 0.51 | 35.3 | 0 | 90 | N
T ROOF N2A | IEAD_R-15 CI_ROOF | 0.3 | 0.357 | 0.38 | 88.25 | 0 | 0
T SWALL S1A | STEEL-FRAMED_R-13 + R-3.8 CI_EXT-WALL | 0.3 | 0.477 | 0.51 | 35.3 | 180 | 90 | S
T ROOF S1A | IEAD_R-15 CI_ROOF | 0.3 | 0.357 | 0.38 | 88.25 | 0 | 0
T SWALL S2A | STEEL-FRAMED_R-13 + R-3.8 CI_EXT-WALL | 0.3 | 0.477 | 0.51 | 35.3 | 180 | 90 | S
T ROOF S2A | IEAD_R-15 CI_ROOF | 0.3 | 0.357 | 0.38 | 88.25 | 0 | 0
T WWALL C | STEEL-FRAMED_R-13 + R-3.8 CI_EXT-WALL | 0.3 | 0.477 | 0.51 | 5.11 | 270 | 90 | W
T EWALL C | STEEL-FRAMED_R-13 + R-3.8 CI_EXT-WALL | 0.3 | 0.477 | 0.51 | 5.11 | 90 | 90 | E
T ROOF C | IEAD_R-15 CI_ROOF | 0.3 | 0.357 | 0.38 | 77.66 | 0 | 0
G WWALL C | STEEL-FRAMED_R-13 + R-3.8 CI_EXT-WALL | 0.3 | 0.477 | 0.51 | 5.11 | 270 | 90 | W
G EWALL C | STEEL-FRAMED_R-13 + R-3.8 CI_EXT-WALL | 0.3 | 0.477 | 0.51 | 5.11 | 90 | 90 | E
G FLOOR C | UNHEATED - 4IN SLAB WITH CARPET_EXT-SLAB | 0.3 | 1.862 | 3.4 | 77.66 | 270 | 180
M WWALL C | STEEL-FRAMED_R-13 + R-3.8 CI_EXT-WALL | 0.3 | 0.477 | 0.51 | 10.22 | 270 | 90 | W
M EWALL C | STEEL-FRAMED_R-13 + R-3.8 CI_EXT-WALL | 0.3 | 0.477 | 0.51 | 10.22 | 90 | 90 | E
| Construction | Area of One Opening [m2] | Area of Openings [m2] | U-Factor [W/m2-K] | SHGC | Visible Transmittance | Shade Control | Parent Surface | Azimuth [deg] | Cardinal Direction
GWINDOW1 | STD_WINDOW_UVALUE_3.237_SHGC_0.39_VT_0.495 | 5.2 | 5.2 | 3.18 | 0.402 | 0.495 | No | G SWALL SWA | 180 | S
GWINDOW2 | STD_WINDOW_UVALUE_3.237_SHGC_0.39_VT_0.495_WEST | 3.34 | 3.34 | 3.18 | 0.402 | 0.495 | No | G WWALL SWA | 270 | W
GWINDOW4 | STD_WINDOW_UVALUE_3.237_SHGC_0.49_VT_0.622 | 5.2 | 5.2 | 3.18 | 0.501 | 0.622 | No | G NWALL NWA | 0 | N
GWINDOW6 | STD_WINDOW_UVALUE_3.237_SHGC_0.39_VT_0.495_WEST | 3.34 | 3.34 | 3.18 | 0.402 | 0.495 | No | G WWALL NWA | 270 | W
GWINDOW3 | STD_WINDOW_UVALUE_3.237_SHGC_0.39_VT_0.495 | 5.2 | 5.2 | 3.18 | 0.402 | 0.495 | No | G SWALL SEA | 180 | S
GWINDOW7 | STD_WINDOW_UVALUE_3.237_SHGC_0.39_VT_0.495_EAST | 3.34 | 3.34 | 3.18 | 0.402 | 0.495 | No | G EWALL SEA | 90 | E
GWINDOW5 | STD_WINDOW_UVALUE_3.237_SHGC_0.49_VT_0.622 | 5.2 | 5.2 | 3.18 | 0.501 | 0.622 | No | G NWALL NEA | 0 | N
GWINDOW8 | STD_WINDOW_UVALUE_3.237_SHGC_0.39_VT_0.495_EAST | 3.34 | 3.34 | 3.18 | 0.402 | 0.495 | No | G EWALL NEA | 90 | E
GWINDOW9 | STD_WINDOW_UVALUE_3.237_SHGC_0.49_VT_0.622 | 5.2 | 5.2 | 3.18 | 0.501 | 0.622 | No | G NWALL N1A | 0 | N
GWINDOW10 | STD_WINDOW_UVALUE_3.237_SHGC_0.49_VT_0.622 | 5.2 | 5.2 | 3.18 | 0.501 | 0.622 | No | G NWALL N2A | 0 | N
GWINDOW11 | STD_WINDOW_UVALUE_3.237_SHGC_0.39_VT_0.495 | 5.2 | 5.2 | 3.18 | 0.402 | 0.495 | No | G SWALL S1A | 180 | S
GWINDOW12 | STD_WINDOW_UVALUE_3.237_SHGC_0.39_VT_0.495 | 5.2 | 5.2 | 3.18 | 0.402 | 0.495 | No | G SWALL S2A | 180 | S
MWINDOW2 | STD_WINDOW_UVALUE_3.237_SHGC_0.39_VT_0.495_WEST | 3.34 | 6.69 | 3.18 | 0.402 | 0.495 | No | M WWALL SWA | 270 | W
MWINDOW1 | STD_WINDOW_UVALUE_3.237_SHGC_0.39_VT_0.495 | 5.2 | 10.4 | 3.18 | 0.402 | 0.495 | No | M SWALL SWA | 180 | S
MWINDOW4 | STD_WINDOW_UVALUE_3.237_SHGC_0.49_VT_0.622 | 5.2 | 10.4 | 3.18 | 0.501 | 0.622 | No | M NWALL NWA | 0 | N
MWINDOW6 | STD_WINDOW_UVALUE_3.237_SHGC_0.39_VT_0.495_WEST | 3.34 | 6.69 | 3.18 | 0.402 | 0.495 | No | M WWALL NWA | 270 | W
MWINDOW7 | STD_WINDOW_UVALUE_3.237_SHGC_0.39_VT_0.495_EAST | 3.34 | 6.69 | 3.18 | 0.402 | 0.495 | No | M EWALL SEA | 90 | E
MWINDOW3 | STD_WINDOW_UVALUE_3.237_SHGC_0.39_VT_0.495 | 5.2 | 10.4 | 3.18 | 0.402 | 0.495 | No | M SWALL SEA | 180 | S
MWINDOW5 | STD_WINDOW_UVALUE_3.237_SHGC_0.49_VT_0.622 | 5.2 | 10.4 | 3.18 | 0.501 | 0.622 | No | M NWALL NEA | 0 | N
MWINDOW8 | STD_WINDOW_UVALUE_3.237_SHGC_0.39_VT_0.495_EAST | 3.34 | 6.69 | 3.18 | 0.402 | 0.495 | No | M EWALL NEA | 90 | E
MWINDOW9 | STD_WINDOW_UVALUE_3.237_SHGC_0.49_VT_0.622 | 5.2 | 10.4 | 3.18 | 0.501 | 0.622 | No | M NWALL N1A | 0 | N
MWINDOW10 | STD_WINDOW_UVALUE_3.237_SHGC_0.49_VT_0.622 | 5.2 | 10.4 | 3.18 | 0.501 | 0.622 | No | M NWALL N2A | 0 | N
MWINDOW11 | STD_WINDOW_UVALUE_3.237_SHGC_0.39_VT_0.495 | 5.2 | 10.4 | 3.18 | 0.402 | 0.495 | No | M SWALL S1A | 180 | S
MWINDOW12 | STD_WINDOW_UVALUE_3.237_SHGC_0.39_VT_0.495 | 5.2 | 10.4 | 3.18 | 0.402 | 0.495 | No | M SWALL S2A | 180 | S
TWINDOW2 | STD_WINDOW_UVALUE_3.237_SHGC_0.39_VT_0.495_WEST | 3.34 | 3.34 | 3.18 | 0.402 | 0.495 | No | T WWALL SWA | 270 | W
TWINDOW1 | STD_WINDOW_UVALUE_3.237_SHGC_0.39_VT_0.495 | 5.2 | 5.2 | 3.18 | 0.402 | 0.495 | No | T SWALL SWA | 180 | S
TWINDOW4 | STD_WINDOW_UVALUE_3.237_SHGC_0.49_VT_0.622 | 5.2 | 5.2 | 3.18 | 0.501 | 0.622 | No | T NWALL NWA | 0 | N
TWINDOW6 | STD_WINDOW_UVALUE_3.237_SHGC_0.39_VT_0.495_WEST | 3.34 | 3.34 | 3.18 | 0.402 | 0.495 | No | T WWALL NWA | 270 | W
TWINDOW7 | STD_WINDOW_UVALUE_3.237_SHGC_0.39_VT_0.495_EAST | 3.34 | 3.34 | 3.18 | 0.402 | 0.495 | No | T EWALL SEA | 90 | E
TWINDOW3 | STD_WINDOW_UVALUE_3.237_SHGC_0.39_VT_0.495 | 5.2 | 5.2 | 3.18 | 0.402 | 0.495 | No | T SWALL SEA | 180 | S
TWINDOW5 | STD_WINDOW_UVALUE_3.237_SHGC_0.49_VT_0.622 | 5.2 | 5.2 | 3.18 | 0.501 | 0.622 | No | T NWALL NEA | 0 | N
TWINDOW8 | STD_WINDOW_UVALUE_3.237_SHGC_0.39_VT_0.495_EAST | 3.34 | 3.34 | 3.18 | 0.402 | 0.495 | No | T EWALL NEA | 90 | E
TWINDOW9 | STD_WINDOW_UVALUE_3.237_SHGC_0.49_VT_0.622 | 5.2 | 5.2 | 3.18 | 0.501 | 0.622 | No | T NWALL N1A | 0 | N
TWINDOW10 | STD_WINDOW_UVALUE_3.237_SHGC_0.49_VT_0.622 | 5.2 | 5.2 | 3.18 | 0.501 | 0.622 | No | T NWALL N2A | 0 | N
TWINDOW11 | STD_WINDOW_UVALUE_3.237_SHGC_0.39_VT_0.495 | 5.2 | 5.2 | 3.18 | 0.402 | 0.495 | No | T SWALL S1A | 180 | S
TWINDOW12 | STD_WINDOW_UVALUE_3.237_SHGC_0.39_VT_0.495 | 5.2 | 5.2 | 3.18 | 0.402 | 0.495 | No | T SWALL S2A | 180 | S
TWINDOW13 | STD_WINDOW_UVALUE_3.237_SHGC_0.39_VT_0.495_WEST | 1.11 | 1.11 | 3.18 | 0.402 | 0.495 | No | T WWALL C | 270 | W
TWINDOW14 | STD_WINDOW_UVALUE_3.237_SHGC_0.39_VT_0.495_EAST | 1.11 | 1.11 | 3.18 | 0.402 | 0.495 | No | T EWALL C | 90 | E
GWINDOW13 | STD_WINDOW_UVALUE_3.237_SHGC_0.39_VT_0.495_WEST | 1.11 | 1.11 | 3.18 | 0.402 | 0.495 | No | G WWALL C | 270 | W
EAST_DOOR | STD_WINDOW_UVALUE_3.237_SHGC_0.39_VT_0.495_EAST | 3.32 | 3.32 | 3.18 | 0.402 | 0.495 | No | G EWALL C | 90 | E
MWINDOW13 | STD_WINDOW_UVALUE_3.237_SHGC_0.39_VT_0.495_WEST | 1.11 | 2.23 | 3.18 | 0.402 | 0.495 | No | M WWALL C | 270 | W
MWINDOW14 | STD_WINDOW_UVALUE_3.237_SHGC_0.39_VT_0.495_EAST | 1.11 | 2.23 | 3.18 | 0.402 | 0.495 | No | M EWALL C | 90 | E
Total or Average |  |  | 231.09 | 3.18 | 0.438 | 0.541
North Total or Average |  |  | 83.23 | 3.18 | 0.501 | 0.622
Non-North Total or Average |  |  | 147.86 | 3.18 | 0.402 | 0.495
| Type | Nominal Capacity [W] | Nominal Efficiency [W/W]
None
| Type | Nominal Total Capacity [W] | Nominal Sensible Capacity [W] | Nominal Latent Capacity [W] | Nominal Sensible Heat Ratio | Nominal Efficiency [W/W]
SPLITSYSTEMAC:1_UNITARY_PACKAGE_COOLCOIL | Coil:Cooling:DX:SingleSpeed | 3771.77 | 2954.88 | 816.89 | 0.78 | 4.01
SPLITSYSTEMAC:2_UNITARY_PACKAGE_COOLCOIL | Coil:Cooling:DX:SingleSpeed | 4927.51 | 3782.23 | 1145.28 | 0.77 | 3.94
SPLITSYSTEMAC:3_UNITARY_PACKAGE_COOLCOIL | Coil:Cooling:DX:SingleSpeed | 1669.87 | 1128.97 | 540.9 | 0.68 | 3.69
SPLITSYSTEMAC:4_UNITARY_PACKAGE_COOLCOIL | Coil:Cooling:DX:SingleSpeed | 3409.1 | 2516.82 | 892.28 | 0.74 | 3.84
SPLITSYSTEMAC:5_UNITARY_PACKAGE_COOLCOIL | Coil:Cooling:DX:SingleSpeed | 3293.84 | 2465.65 | 828.18 | 0.75 | 3.87
SPLITSYSTEMAC:6_UNITARY_PACKAGE_COOLCOIL | Coil:Cooling:DX:SingleSpeed | 3273.71 | 2449.17 | 824.54 | 0.75 | 3.88
SPLITSYSTEMAC:7_UNITARY_PACKAGE_COOLCOIL | Coil:Cooling:DX:SingleSpeed | 2704.13 | 1978.43 | 725.7 | 0.73 | 3.8
SPLITSYSTEMAC:8_UNITARY_PACKAGE_COOLCOIL | Coil:Cooling:DX:SingleSpeed | 2877.21 | 2115.08 | 762.14 | 0.74 | 3.82
SPLITSYSTEMAC:9_UNITARY_PACKAGE_COOLCOIL | Coil:Cooling:DX:SingleSpeed | 11134.78 | 8511.52 | 2623.26 | 0.76 | 3.94
SPLITSYSTEMAC:10_UNITARY_PACKAGE_COOLCOIL | Coil:Cooling:DX:SingleSpeed | 12892.6 | 10136.6 | 2756 | 0.79 | 3.99
SPLITSYSTEMAC:11_UNITARY_PACKAGE_COOLCOIL | Coil:Cooling:DX:SingleSpeed | 9685.92 | 7052.92 | 2633 | 0.73 | 3.81
SPLITSYSTEMAC:12_UNITARY_PACKAGE_COOLCOIL | Coil:Cooling:DX:SingleSpeed | 8591.63 | 6530.82 | 2060.8 | 0.76 | 3.81
SPLITSYSTEMAC:13_UNITARY_PACKAGE_COOLCOIL | Coil:Cooling:DX:SingleSpeed | 8491.21 | 6535.37 | 1955.84 | 0.77 | 3.84
SPLITSYSTEMAC:14_UNITARY_PACKAGE_COOLCOIL | Coil:Cooling:DX:SingleSpeed | 8448.58 | 6499.29 | 1949.28 | 0.77 | 3.85
SPLITSYSTEMAC:15_UNITARY_PACKAGE_COOLCOIL | Coil:Cooling:DX:SingleSpeed | 8294.59 | 5859.37 | 2435.22 | 0.71 | 3.69
SPLITSYSTEMAC:16_UNITARY_PACKAGE_COOLCOIL | Coil:Cooling:DX:SingleSpeed | 8298.83 | 5862.81 | 2436.02 | 0.71 | 3.69
SPLITSYSTEMAC:17_UNITARY_PACKAGE_COOLCOIL | Coil:Cooling:DX:SingleSpeed | 7709.11 | 6041.85 | 1667.25 | 0.78 | 3.9
SPLITSYSTEMAC:18_UNITARY_PACKAGE_COOLCOIL | Coil:Cooling:DX:SingleSpeed | 9020.08 | 7203.93 | 1816.15 | 0.8 | 3.93
SPLITSYSTEMAC:19_UNITARY_PACKAGE_COOLCOIL | Coil:Cooling:DX:SingleSpeed | 6184.04 | 4753.41 | 1430.63 | 0.77 | 3.84
SPLITSYSTEMAC:20_UNITARY_PACKAGE_COOLCOIL | Coil:Cooling:DX:SingleSpeed | 6226.24 | 4860.77 | 1365.48 | 0.78 | 3.89
SPLITSYSTEMAC:21_UNITARY_PACKAGE_COOLCOIL | Coil:Cooling:DX:SingleSpeed | 6119.27 | 4825.89 | 1293.38 | 0.79 | 3.91
SPLITSYSTEMAC:22_UNITARY_PACKAGE_COOLCOIL | Coil:Cooling:DX:SingleSpeed | 6091.46 | 4802.3 | 1289.16 | 0.79 | 4.03
SPLITSYSTEMAC:23_UNITARY_PACKAGE_COOLCOIL | Coil:Cooling:DX:SingleSpeed | 5524.84 | 4229.39 | 1295.45 | 0.77 | 3.86
SPLITSYSTEMAC:24_UNITARY_PACKAGE_COOLCOIL | Coil:Cooling:DX:SingleSpeed | 5498.94 | 4207.78 | 1291.16 | 0.77 | 3.87
| Type | Nominal Total Capacity [W] | Nominal Efficiency [W/W]
T CORRIDOR UNIT HEATER COIL | Coil:Heating:Electric | 0 | 1
G CORRIDOR UNIT HEATER COIL | Coil:Heating:Electric | 0 | 1
M CORRIDOR UNIT HEATER COIL | Coil:Heating:Electric | 0 | 1
SPLITSYSTEMAC:1_UNITARY_PACKAGE_HEATCOIL | Coil:Heating:Gas | 2169.11 | 0.8
SPLITSYSTEMAC:2_UNITARY_PACKAGE_HEATCOIL | Coil:Heating:Gas | 5156.84 | 0.8
SPLITSYSTEMAC:3_UNITARY_PACKAGE_HEATCOIL | Coil:Heating:Gas | 916.46 | 0.8
SPLITSYSTEMAC:4_UNITARY_PACKAGE_HEATCOIL | Coil:Heating:Gas | 5156.84 | 0.8
SPLITSYSTEMAC:5_UNITARY_PACKAGE_HEATCOIL | Coil:Heating:Gas | 5156.84 | 0.8
SPLITSYSTEMAC:6_UNITARY_PACKAGE_HEATCOIL | Coil:Heating:Gas | 5156.84 | 0.8
SPLITSYSTEMAC:7_UNITARY_PACKAGE_HEATCOIL | Coil:Heating:Gas | 5156.84 | 0.8
SPLITSYSTEMAC:8_UNITARY_PACKAGE_HEATCOIL | Coil:Heating:Gas | 5156.84 | 0.8
SPLITSYSTEMAC:9_UNITARY_PACKAGE_HEATCOIL | Coil:Heating:Gas | 10313.68 | 0.8
SPLITSYSTEMAC:10_UNITARY_PACKAGE_HEATCOIL | Coil:Heating:Gas | 10519.32 | 0.8
SPLITSYSTEMAC:11_UNITARY_PACKAGE_HEATCOIL | Coil:Heating:Gas | 10313.68 | 0.8
SPLITSYSTEMAC:12_UNITARY_PACKAGE_HEATCOIL | Coil:Heating:Gas | 10313.68 | 0.8
SPLITSYSTEMAC:13_UNITARY_PACKAGE_HEATCOIL | Coil:Heating:Gas | 10313.68 | 0.8
SPLITSYSTEMAC:14_UNITARY_PACKAGE_HEATCOIL | Coil:Heating:Gas | 10313.68 | 0.8
SPLITSYSTEMAC:15_UNITARY_PACKAGE_HEATCOIL | Coil:Heating:Gas | 10313.68 | 0.8
SPLITSYSTEMAC:16_UNITARY_PACKAGE_HEATCOIL | Coil:Heating:Gas | 10313.68 | 0.8
SPLITSYSTEMAC:17_UNITARY_PACKAGE_HEATCOIL | Coil:Heating:Gas | 5345.55 | 0.8
SPLITSYSTEMAC:18_UNITARY_PACKAGE_HEATCOIL | Coil:Heating:Gas | 6964.43 | 0.8
SPLITSYSTEMAC:19_UNITARY_PACKAGE_HEATCOIL | Coil:Heating:Gas | 5156.84 | 0.8
SPLITSYSTEMAC:20_UNITARY_PACKAGE_HEATCOIL | Coil:Heating:Gas | 5156.84 | 0.8
SPLITSYSTEMAC:21_UNITARY_PACKAGE_HEATCOIL | Coil:Heating:Gas | 5198 | 0.8
SPLITSYSTEMAC:22_UNITARY_PACKAGE_HEATCOIL | Coil:Heating:Gas | 5197.75 | 0.8
SPLITSYSTEMAC:23_UNITARY_PACKAGE_HEATCOIL | Coil:Heating:Gas | 5156.84 | 0.8
SPLITSYSTEMAC:24_UNITARY_PACKAGE_HEATCOIL | Coil:Heating:Gas | 5156.84 | 0.8
| Type | Total Efficiency [W/W] | Delta Pressure [pa] | Max Flow Rate [m3/s] | Rated Power [W] | Motor Heat In Air Fraction | End Use
T CORRIDOR UNIT HEATERFAN | Fan:ConstantVolume | 0.54 | 49.8 | 0 | 0 | 1 | Unit Heater Fans
G CORRIDOR UNIT HEATERFAN | Fan:ConstantVolume | 0.54 | 49.8 | 0 | 0 | 1 | Unit Heater Fans
M CORRIDOR UNIT HEATERFAN | Fan:ConstantVolume | 0.54 | 49.8 | 0 | 0 | 1 | Unit Heater Fans
SPLITSYSTEMAC:1_UNITARY_PACKAGE_FAN | Fan:OnOff | 0.54 | 622 | 0.22 | 253.34 | 1 | Unitary Fans
SPLITSYSTEMAC:2_UNITARY_PACKAGE_FAN | Fan:OnOff | 0.54 | 622 | 0.27 | 316.08 | 1 | Unitary Fans
SPLITSYSTEMAC:3_UNITARY_PACKAGE_FAN | Fan:OnOff | 0.54 | 622 | 0.07 | 78 | 1 | Unitary Fans
SPLITSYSTEMAC:4_UNITARY_PACKAGE_FAN | Fan:OnOff | 0.54 | 622 | 0.17 | 199.64 | 1 | Unitary Fans
SPLITSYSTEMAC:5_UNITARY_PACKAGE_FAN | Fan:OnOff | 0.54 | 622 | 0.17 | 199.35 | 1 | Unitary Fans
SPLITSYSTEMAC:6_UNITARY_PACKAGE_FAN | Fan:OnOff | 0.54 | 622 | 0.17 | 197.87 | 1 | Unitary Fans
SPLITSYSTEMAC:7_UNITARY_PACKAGE_FAN | Fan:OnOff | 0.54 | 622 | 0.13 | 154.94 | 1 | Unitary Fans
SPLITSYSTEMAC:8_UNITARY_PACKAGE_FAN | Fan:OnOff | 0.54 | 622 | 0.14 | 166.76 | 1 | Unitary Fans
SPLITSYSTEMAC:9_UNITARY_PACKAGE_FAN | Fan:OnOff | 0.54 | 622 | 0.61 | 707.54 | 1 | Unitary Fans
SPLITSYSTEMAC:10_UNITARY_PACKAGE_FAN | Fan:OnOff | 0.55 | 622 | 0.75 | 857.28 | 1 | Unitary Fans
SPLITSYSTEMAC:11_UNITARY_PACKAGE_FAN | Fan:OnOff | 0.54 | 622 | 0.47 | 548.56 | 1 | Unitary Fans
SPLITSYSTEMAC:12_UNITARY_PACKAGE_FAN | Fan:OnOff | 0.59 | 622 | 0.46 | 488.6 | 1 | Unitary Fans
SPLITSYSTEMAC:13_UNITARY_PACKAGE_FAN | Fan:OnOff | 0.59 | 622 | 0.47 | 496.87 | 1 | Unitary Fans
SPLITSYSTEMAC:14_UNITARY_PACKAGE_FAN | Fan:OnOff | 0.59 | 622 | 0.47 | 493.81 | 1 | Unitary Fans
SPLITSYSTEMAC:15_UNITARY_PACKAGE_FAN | Fan:OnOff | 0.59 | 622 | 0.38 | 394.71 | 1 | Unitary Fans
SPLITSYSTEMAC:16_UNITARY_PACKAGE_FAN | Fan:OnOff | 0.59 | 622 | 0.38 | 394.99 | 1 | Unitary Fans
SPLITSYSTEMAC:17_UNITARY_PACKAGE_FAN | Fan:OnOff | 0.59 | 622 | 0.45 | 469.84 | 1 | Unitary Fans
SPLITSYSTEMAC:18_UNITARY_PACKAGE_FAN | Fan:OnOff | 0.59 | 622 | 0.54 | 573 | 1 | Unitary Fans
SPLITSYSTEMAC:19_UNITARY_PACKAGE_FAN | Fan:OnOff | 0.59 | 622 | 0.34 | 360.79 | 1 | Unitary Fans
SPLITSYSTEMAC:20_UNITARY_PACKAGE_FAN | Fan:OnOff | 0.59 | 622 | 0.36 | 376.2 | 1 | Unitary Fans
SPLITSYSTEMAC:21_UNITARY_PACKAGE_FAN | Fan:OnOff | 0.59 | 622 | 0.36 | 378.13 | 1 | Unitary Fans
SPLITSYSTEMAC:22_UNITARY_PACKAGE_FAN | Fan:OnOff | 0.54 | 622 | 0.36 | 414.88 | 1 | Unitary Fans
SPLITSYSTEMAC:23_UNITARY_PACKAGE_FAN | Fan:OnOff | 0.57 | 622 | 0.3 | 332.11 | 1 | Unitary Fans
SPLITSYSTEMAC:24_UNITARY_PACKAGE_FAN | Fan:OnOff | 0.57 | 622 | 0.3 | 330.23 | 1 | Unitary Fans
| Type | Control | Head [pa] | Power [W] | Motor Efficiency [W/W]
SWHSYS1 PUMP | Pump:VariableSpeed | INTERMITTENT | 0.01 | 0 | 1
| Type | Storage Volume [m3] | Input [W] | Thermal Efficiency [W/W] | Recovery Efficiency [W/W] | Energy Factor
SWHSYS1 WATER HEATER | WaterHeater:Mixed | 0 | 211500 | 0.8 | 704.88 | 0.55
| CO2:FACILITY [kg] | NOX:FACILITY [kg] | SO2:FACILITY [kg] | PM:FACILITY [kg] | HG:FACILITY [kg] | WATERENVIRONMENTALFACTORS:FACILITY [L] | CARBON EQUIVALENT:FACILITY [kg]
January | 18809.8883 | 28.5183 | 107.6375 | 0 | 0.0002 | 536736.0437 | 7699.6186
February | 16046.5216 | 25.0838 | 98.9228 | 0 | 0.0002 | 493312.0803 | 6646.9595
March | 17743.7342 | 27.84 | 110.3543 | 0 | 0.0002 | 550322.858 | 7360.707
April | 19545.6007 | 31.1692 | 126.2803 | 0 | 0.0002 | 629763.3258 | 8160.3722
May | 22253.0484 | 35.7123 | 145.8923 | 0 | 0.0003 | 727577.3064 | 9314.183
June | 28054.4601 | 45.3594 | 187.0928 | 0 | 0.0004 | 933060.6205 | 11777.4201
July | 31514.8362 | 51.0731 | 211.2872 | 0 | 0.0004 | 1053730 | 13242.4618
August | 30722.5931 | 49.767 | 205.7672 | 0 | 0.0004 | 1026200 | 12907.2574
September | 25591.8606 | 41.3028 | 169.9653 | 0 | 0.0003 | 847640.0888 | 10735.8143
October | 20526.5291 | 32.8545 | 133.7548 | 0 | 0.0003 | 667043.5645 | 8582.4864
November | 17230.3733 | 27.1934 | 108.6554 | 0 | 0.0002 | 541856.915 | 7164.2668
December | 18367.4359 | 28.177 | 108.203 | 0 | 0.0002 | 539569.7376 | 7552.7565
Annual Sum or Average | 266406.8816 | 424.0509 | 1713.8128 | 0 | 0.0032 | 8546800 | 111144.3035
Minimum of Months | 16046.5216 | 25.0838 | 98.9228 | 0 | 0.0002 | 493312.0803 | 6646.9595
Maximum of Months | 31514.8362 | 51.0731 | 211.2872 | 0 | 0.0004 | 1053730 | 13242.4618
| ELECTRICITY:FACILITY [J] | ELECTRICITY:FACILITY {Maximum}[W] | ELECTRICITY:FACILITY {TIMESTAMP} | INTERIORLIGHTS:ELECTRICITY {AT MAX/MIN} [W] | INTERIOREQUIPMENT:ELECTRICITY {AT MAX/MIN} [W] | FANS:ELECTRICITY {AT MAX/MIN} [W] | HEATING:ELECTRICITY {AT MAX/MIN} [W] | COOLING:ELECTRICITY {AT MAX/MIN} [W] | EXTERIORLIGHTS:ELECTRICITY {AT MAX/MIN} [W] | PUMPS:ELECTRICITY {AT MAX/MIN} [W] | HEATREJECTION:ELECTRICITY [Invalid/Undefined] | EXTERIOREQUIPMENT:ELECTRICITY [Invalid/Undefined] | HUMIDIFICATION:ELECTRICITY [Invalid/Undefined] | HEATRECOVERY:ELECTRICITY [Invalid/Undefined] | WATERSYSTEMS:ELECTRICITY [Invalid/Undefined] | REFRIGERATION:ELECTRICITY [Invalid/Undefined] | GENERATORS:ELECTRICITY [Invalid/Undefined] | ELECTRICITYPRODUCED:FACILITY [Invalid/Undefined]
January | 70432700000 | 45586.46 | 30-JAN-18:15 | 10630.253 | 23210.456 | 758.248 | 0 | 2688.037 | 8299.466 | 0 | 0 | 0 | 0 | 0 | 0 | 0 | 0 | 0
February | 64734400000 | 50042.883 | 27-FEB-18:15 | 10630.253 | 23210.456 | 1795.102 | 0 | 6107.606 | 8299.466 | 0 | 0 | 0 | 0 | 0 | 0 | 0 | 0 | 0
March | 72215600000 | 53412.081 | 30-MAR-17:00 | 10630.253 | 23210.456 | 2585.919 | 0 | 8685.987 | 8299.466 | 0 | 0 | 0 | 0 | 0 | 0 | 0 | 0 | 0
April | 82640100000 | 68613.31 | 21-APR-18:15 | 12294.589 | 20556.855 | 5530.186 | 0 | 21932.215 | 8299.466 | 0 | 0 | 0 | 0 | 0 | 0 | 0 | 0 | 0
May | 95475600000 | 75785.277 | 31-MAY-17:15 | 10630.253 | 23210.456 | 8002.187 | 0 | 33942.381 | 0 | 0 | 0 | 0 | 0 | 0 | 0 | 0 | 0 | 0
June | 122440000000 | 92133.209 | 27-JUN-18:00 | 12294.589 | 20556.855 | 9105.511 | 0 | 41876.788 | 8299.466 | 0 | 0 | 0 | 0 | 0 | 0 | 0 | 0 | 0
July | 138274000000 | 91861.245 | 25-JUL-18:00 | 12294.589 | 20556.855 | 9082.503 | 0 | 41627.832 | 8299.466 | 0 | 0 | 0 | 0 | 0 | 0 | 0 | 0 | 0
August | 134662000000 | 89353.542 | 04-AUG-18:45 | 12294.589 | 20556.855 | 8767.827 | 0 | 39434.805 | 8299.466 | 0 | 0 | 0 | 0 | 0 | 0 | 0 | 0 | 0
September | 111231000000 | 82205.715 | 01-SEP-18:15 | 12294.589 | 20556.855 | 7711.454 | 0 | 33343.351 | 8299.466 | 0 | 0 | 0 | 0 | 0 | 0 | 0 | 0 | 0
October | 87532200000 | 69269.817 | 03-OCT-17:30 | 10630.253 | 23210.456 | 5498.591 | 0 | 21631.051 | 8299.466 | 0 | 0 | 0 | 0 | 0 | 0 | 0 | 0 | 0
November | 71104700000 | 50143.398 | 10-NOV-18:15 | 10630.253 | 23210.456 | 1811.72 | 0 | 6191.504 | 8299.466 | 0 | 0 | 0 | 0 | 0 | 0 | 0 | 0 | 0
December | 70804500000 | 46612.169 | 05-DEC-18:15 | 10630.253 | 23210.456 | 983.207 | 0 | 3488.787 | 8299.466 | 0 | 0 | 0 | 0 | 0 | 0 | 0 | 0 | 0
Annual Sum or Average | 1121550000000 | [9 empty] | 0 | 0 | 0 | 0 | 0 | 0 | 0 | 0
Minimum of Months | 64734400000 | 45586.46 |  | 10630.253 | 20556.855 | 758.248 | 0 | 2688.037 | 0 | 0 | 0 | 0 | 0 | 0 | 0 | 0 | 0 | 0
Maximum of Months | 138274000000 | 92133.209 |  | 12294.589 | 23210.456 | 9105.511 | 0 | 41876.788 | 8299.466 | 0 | 0 | 0 | 0 | 0 | 0 | 0 | 0 | 0
| Electric | Gas | Other | Total
Cost ($) | 30062.07 | 2692.78 | 0 | 32754.85
Cost per Total Building Area ($/m2) | 9.59 | 0.86 | 0 | 10.45
Cost per Net Conditioned Building Area ($/m2) | 9.59 | 0.86 | 0 | 10.45

## SanFrancisco (hidden)
| Total Energy [GJ] | Energy Per Total Building Area [MJ/m2] | Energy Per Conditioned Building Area [MJ/m2]
Total Site Energy | 1273.11 | 406.15 | 406.15
Net Site Energy | 1273.11 | 406.15 | 406.15
Total Source Energy | 3076.47 | 981.46 | 981.46
Net Source Energy | 3076.47 | 981.46 | 981.46
Area [m2]
Total Building Area | 3134.59
Net Conditioned Building Area | 3134.59
Unconditioned Building Area | 0
| Electricity [GJ] | Natural Gas [GJ] | Other Fuel [GJ] | District Cooling [GJ] | District Heating [GJ] | Water [m3]
Heating | 0 | 104.11 | 0 | 0 | 0 | 0
Cooling | 64.12 | 0 | 0 | 0 | 0 | 0
Interior Lighting | 173.35 | 0 | 0 | 0 | 0 | 0
Exterior Lighting | 130.3 | 0 | 0 | 0 | 0 | 0
Interior Equipment | 449.59 | 0 | 0 | 0 | 0 | 0
Exterior Equipment | 0 | 0 | 0 | 0 | 0 | 0
Fans | 24.49 | 0 | 0 | 0 | 0 | 0
Pumps | 0 | 0 | 0 | 0 | 0 | 0
Heat Rejection | 0 | 0 | 0 | 0 | 0 | 0
Humidification | 0 | 0 | 0 | 0 | 0 | 0
Heat Recovery | 0 | 0 | 0 | 0 | 0 | 0
Water Systems | 0 | 327.15 | 0 | 0 | 0 | 1874.65
Refrigeration | 0 | 0 | 0 | 0 | 0 | 0
Generators | 0 | 0 | 0 | 0 | 0 | 0
Total End Uses | 841.85 | 431.26 | 0 | 0 | 0 | 1874.65
| Area [m2] | Conditioned (Y/N) | Volume [m3] | Multipliers | Gross Wall Area [m2] | Window Glass Area [m2] | Lighting [W/m2] | People [m2] per person | Plug and Process [W/m2]
G SW APARTMENT | 88.25 | Yes | 268.96 | 1 | 58.52 | 8.55 | 3.875 | 35.3 | 5.38
G NW APARTMENT | 88.25 | Yes | 268.96 | 1 | 58.52 | 8.55 | 3.875 | 35.3 | 5.38
OFFICE | 88.25 | Yes | 268.96 | 1 | 58.52 | 8.55 | 10.76 | 44.12 | 12.9
G NE APARTMENT | 88.25 | Yes | 268.96 | 1 | 58.52 | 8.55 | 3.875 | 35.3 | 5.38
G N1 APARTMENT | 88.25 | Yes | 268.96 | 1 | 35.3 | 5.2 | 3.875 | 35.3 | 5.38
G N2 APARTMENT | 88.25 | Yes | 268.96 | 1 | 35.3 | 5.2 | 3.875 | 35.3 | 5.38
G S1 APARTMENT | 88.25 | Yes | 268.96 | 1 | 35.3 | 5.2 | 3.875 | 35.3 | 5.38
G S2 APARTMENT | 88.25 | Yes | 268.96 | 1 | 35.3 | 5.2 | 3.875 | 35.3 | 5.38
M SW APARTMENT | 88.25 | Yes | 268.96 | 2 | 58.52 | 8.55 | 3.875 | 35.3 | 5.38
M NW APARTMENT | 88.25 | Yes | 268.96 | 2 | 58.52 | 8.55 | 3.875 | 35.3 | 5.38
M SE APARTMENT | 88.25 | Yes | 268.96 | 2 | 58.52 | 8.55 | 3.875 | 35.3 | 5.38
M NE APARTMENT | 88.25 | Yes | 268.96 | 2 | 58.52 | 8.55 | 3.875 | 35.3 | 5.38
M N1 APARTMENT | 88.25 | Yes | 268.96 | 2 | 35.3 | 5.2 | 3.875 | 35.3 | 5.38
M N2 APARTMENT | 88.25 | Yes | 268.96 | 2 | 35.3 | 5.2 | 3.875 | 35.3 | 5.38
M S1 APARTMENT | 88.25 | Yes | 268.96 | 2 | 35.3 | 5.2 | 3.875 | 35.3 | 5.38
M S2 APARTMENT | 88.25 | Yes | 268.96 | 2 | 35.3 | 5.2 | 3.875 | 35.3 | 5.38
T SW APARTMENT | 88.25 | Yes | 268.96 | 1 | 58.52 | 8.55 | 3.875 | 35.3 | 5.38
T NW APARTMENT | 88.25 | Yes | 268.96 | 1 | 58.52 | 8.55 | 3.875 | 35.3 | 5.38
T SE APARTMENT | 88.25 | Yes | 268.96 | 1 | 58.52 | 8.55 | 3.875 | 35.3 | 5.38
T NE APARTMENT | 88.25 | Yes | 268.96 | 1 | 58.52 | 8.55 | 3.875 | 35.3 | 5.38
T N1 APARTMENT | 88.25 | Yes | 268.96 | 1 | 35.3 | 5.2 | 3.875 | 35.3 | 5.38
T N2 APARTMENT | 88.25 | Yes | 268.96 | 1 | 35.3 | 5.2 | 3.875 | 35.3 | 5.38
T S1 APARTMENT | 88.25 | Yes | 268.96 | 1 | 35.3 | 5.2 | 3.875 | 35.3 | 5.38
T S2 APARTMENT | 88.25 | Yes | 268.96 | 1 | 35.3 | 5.2 | 3.875 | 35.3 | 5.38
T CORRIDOR | 77.66 | Yes | 236.69 | 1 | 10.22 | 2.23 | 5.38 |  | 0
G CORRIDOR | 77.66 | Yes | 236.69 | 1 | 10.22 | 4.43 | 5.38 |  | 209.035
M CORRIDOR | 77.66 | Yes | 236.69 | 2 | 10.22 | 2.23 | 5.38 |  | 0
Total | 3134.59 |  | 9553.6 |  | 1542.01 | 231.09 | 4.218 | 39.43 | 10.2373
Conditioned Total | 3134.59 |  | 9553.6 |  | 1542.01 | 231.09 | 4.218 | 39.43 | 10.2373
Unconditioned Total | 0 |  | 0 |  | 0 | 0
| Construction | Reflectance | U-Factor with Film [W/m2-K] | U-Factor no Film [W/m2-K] | Gross Area [m2] | Azimuth [deg] | Tilt [deg] | Cardinal Direction
G SWALL SWA | STEEL-FRAMED_R-13 + R-3.8 CI_EXT-WALL | 0.3 | 0.477 | 0.51 | 35.3 | 180 | 90 | S
G WWALL SWA | STEEL-FRAMED_R-13 + R-3.8 CI_EXT-WALL | 0.3 | 0.477 | 0.51 | 23.22 | 270 | 90 | W
G GFLOOR SWA | UNHEATED - 4IN SLAB WITH CARPET_EXT-SLAB | 0.3 | 1.862 | 3.4 | 88.25 | 270 | 180
G NWALL NWA | STEEL-FRAMED_R-13 + R-3.8 CI_EXT-WALL | 0.3 | 0.477 | 0.51 | 35.3 | 0 | 90 | N
G WWALL NWA | STEEL-FRAMED_R-13 + R-3.8 CI_EXT-WALL | 0.3 | 0.477 | 0.51 | 23.22 | 270 | 90 | W
G GFLOOR NWA | UNHEATED - 4IN SLAB WITH CARPET_EXT-SLAB | 0.3 | 1.862 | 3.4 | 88.25 | 270 | 180
G SWALL SEA | STEEL-FRAMED_R-13 + R-3.8 CI_EXT-WALL | 0.3 | 0.477 | 0.51 | 35.3 | 180 | 90 | S
G EWALL SEA | STEEL-FRAMED_R-13 + R-3.8 CI_EXT-WALL | 0.3 | 0.477 | 0.51 | 23.22 | 90 | 90 | E
G GFLOOR SEA | UNHEATED - 4IN SLAB WITH CARPET_EXT-SLAB | 0.3 | 1.862 | 3.4 | 88.25 | 270 | 180
G NWALL NEA | STEEL-FRAMED_R-13 + R-3.8 CI_EXT-WALL | 0.3 | 0.477 | 0.51 | 35.3 | 0 | 90 | N
G EWALL NEA | STEEL-FRAMED_R-13 + R-3.8 CI_EXT-WALL | 0.3 | 0.477 | 0.51 | 23.22 | 90 | 90 | E
G GFLOOR NEA | UNHEATED - 4IN SLAB WITH CARPET_EXT-SLAB | 0.3 | 1.862 | 3.4 | 88.25 | 270 | 180
G NWALL N1A | STEEL-FRAMED_R-13 + R-3.8 CI_EXT-WALL | 0.3 | 0.477 | 0.51 | 35.3 | 0 | 90 | N
G GFLOOR N1A | UNHEATED - 4IN SLAB WITH CARPET_EXT-SLAB | 0.3 | 1.862 | 3.4 | 88.25 | 270 | 180
G NWALL N2A | STEEL-FRAMED_R-13 + R-3.8 CI_EXT-WALL | 0.3 | 0.477 | 0.51 | 35.3 | 0 | 90 | N
G GFLOOR N2A | UNHEATED - 4IN SLAB WITH CARPET_EXT-SLAB | 0.3 | 1.862 | 3.4 | 88.25 | 270 | 180
G SWALL S1A | STEEL-FRAMED_R-13 + R-3.8 CI_EXT-WALL | 0.3 | 0.477 | 0.51 | 35.3 | 180 | 90 | S
G GFLOOR S1A | UNHEATED - 4IN SLAB WITH CARPET_EXT-SLAB | 0.3 | 1.862 | 3.4 | 88.25 | 270 | 180
G SWALL S2A | STEEL-FRAMED_R-13 + R-3.8 CI_EXT-WALL | 0.3 | 0.477 | 0.51 | 35.3 | 180 | 90 | S
G GFLOOR S2A | UNHEATED - 4IN SLAB WITH CARPET_EXT-SLAB | 0.3 | 1.862 | 3.4 | 88.25 | 270 | 180
M WWALL SWA | STEEL-FRAMED_R-13 + R-3.8 CI_EXT-WALL | 0.3 | 0.477 | 0.51 | 46.45 | 270 | 90 | W
M SWALL SWA | STEEL-FRAMED_R-13 + R-3.8 CI_EXT-WALL | 0.3 | 0.477 | 0.51 | 70.6 | 180 | 90 | S
M NWALL NWA | STEEL-FRAMED_R-13 + R-3.8 CI_EXT-WALL | 0.3 | 0.477 | 0.51 | 70.6 | 0 | 90 | N
M WWALL NWA | STEEL-FRAMED_R-13 + R-3.8 CI_EXT-WALL | 0.3 | 0.477 | 0.51 | 46.45 | 270 | 90 | W
M EWALL SEA | STEEL-FRAMED_R-13 + R-3.8 CI_EXT-WALL | 0.3 | 0.477 | 0.51 | 46.45 | 90 | 90 | E
M SWALL SEA | STEEL-FRAMED_R-13 + R-3.8 CI_EXT-WALL | 0.3 | 0.477 | 0.51 | 70.6 | 180 | 90 | S
M NWALL NEA | STEEL-FRAMED_R-13 + R-3.8 CI_EXT-WALL | 0.3 | 0.477 | 0.51 | 70.6 | 0 | 90 | N
M EWALL NEA | STEEL-FRAMED_R-13 + R-3.8 CI_EXT-WALL | 0.3 | 0.477 | 0.51 | 46.45 | 90 | 90 | E
M NWALL N1A | STEEL-FRAMED_R-13 + R-3.8 CI_EXT-WALL | 0.3 | 0.477 | 0.51 | 70.6 | 0 | 90 | N
M NWALL N2A | STEEL-FRAMED_R-13 + R-3.8 CI_EXT-WALL | 0.3 | 0.477 | 0.51 | 70.6 | 0 | 90 | N
M SWALL S1A | STEEL-FRAMED_R-13 + R-3.8 CI_EXT-WALL | 0.3 | 0.477 | 0.51 | 70.6 | 180 | 90 | S
M SWALL S2A | STEEL-FRAMED_R-13 + R-3.8 CI_EXT-WALL | 0.3 | 0.477 | 0.51 | 70.6 | 180 | 90 | S
T WWALL SWA | STEEL-FRAMED_R-13 + R-3.8 CI_EXT-WALL | 0.3 | 0.477 | 0.51 | 23.22 | 270 | 90 | W
T SWALL SWA | STEEL-FRAMED_R-13 + R-3.8 CI_EXT-WALL | 0.3 | 0.477 | 0.51 | 35.3 | 180 | 90 | S
T ROOF SWA | IEAD_R-15 CI_ROOF | 0.3 | 0.357 | 0.38 | 88.25 | 0 | 0
T NWALL NWA | STEEL-FRAMED_R-13 + R-3.8 CI_EXT-WALL | 0.3 | 0.477 | 0.51 | 35.3 | 0 | 90 | N
T WWALL NWA | STEEL-FRAMED_R-13 + R-3.8 CI_EXT-WALL | 0.3 | 0.477 | 0.51 | 23.22 | 270 | 90 | W
T ROOF NWA | IEAD_R-15 CI_ROOF | 0.3 | 0.357 | 0.38 | 88.25 | 0 | 0
T EWALL SEA | STEEL-FRAMED_R-13 + R-3.8 CI_EXT-WALL | 0.3 | 0.477 | 0.51 | 23.22 | 90 | 90 | E
T SWALL SEA | STEEL-FRAMED_R-13 + R-3.8 CI_EXT-WALL | 0.3 | 0.477 | 0.51 | 35.3 | 180 | 90 | S
T ROOF SEA | IEAD_R-15 CI_ROOF | 0.3 | 0.357 | 0.38 | 88.25 | 0 | 0
T NWALL NEA | STEEL-FRAMED_R-13 + R-3.8 CI_EXT-WALL | 0.3 | 0.477 | 0.51 | 35.3 | 0 | 90 | N
T EWALL NEA | STEEL-FRAMED_R-13 + R-3.8 CI_EXT-WALL | 0.3 | 0.477 | 0.51 | 23.22 | 90 | 90 | E
T ROOF NEA | IEAD_R-15 CI_ROOF | 0.3 | 0.357 | 0.38 | 88.25 | 0 | 0
T NWALL N1A | STEEL-FRAMED_R-13 + R-3.8 CI_EXT-WALL | 0.3 | 0.477 | 0.51 | 35.3 | 0 | 90 | N
T ROOF N1A | IEAD_R-15 CI_ROOF | 0.3 | 0.357 | 0.38 | 88.25 | 0 | 0
T NWALL N2A | STEEL-FRAMED_R-13 + R-3.8 CI_EXT-WALL | 0.3 | 0.477 | 0.51 | 35.3 | 0 | 90 | N
T ROOF N2A | IEAD_R-15 CI_ROOF | 0.3 | 0.357 | 0.38 | 88.25 | 0 | 0
T SWALL S1A | STEEL-FRAMED_R-13 + R-3.8 CI_EXT-WALL | 0.3 | 0.477 | 0.51 | 35.3 | 180 | 90 | S
T ROOF S1A | IEAD_R-15 CI_ROOF | 0.3 | 0.357 | 0.38 | 88.25 | 0 | 0
T SWALL S2A | STEEL-FRAMED_R-13 + R-3.8 CI_EXT-WALL | 0.3 | 0.477 | 0.51 | 35.3 | 180 | 90 | S
T ROOF S2A | IEAD_R-15 CI_ROOF | 0.3 | 0.357 | 0.38 | 88.25 | 0 | 0
T WWALL C | STEEL-FRAMED_R-13 + R-3.8 CI_EXT-WALL | 0.3 | 0.477 | 0.51 | 5.11 | 270 | 90 | W
T EWALL C | STEEL-FRAMED_R-13 + R-3.8 CI_EXT-WALL | 0.3 | 0.477 | 0.51 | 5.11 | 90 | 90 | E
T ROOF C | IEAD_R-15 CI_ROOF | 0.3 | 0.357 | 0.38 | 77.66 | 0 | 0
G WWALL C | STEEL-FRAMED_R-13 + R-3.8 CI_EXT-WALL | 0.3 | 0.477 | 0.51 | 5.11 | 270 | 90 | W
G EWALL C | STEEL-FRAMED_R-13 + R-3.8 CI_EXT-WALL | 0.3 | 0.477 | 0.51 | 5.11 | 90 | 90 | E
G FLOOR C | UNHEATED - 4IN SLAB WITH CARPET_EXT-SLAB | 0.3 | 1.862 | 3.4 | 77.66 | 270 | 180
M WWALL C | STEEL-FRAMED_R-13 + R-3.8 CI_EXT-WALL | 0.3 | 0.477 | 0.51 | 10.22 | 270 | 90 | W
M EWALL C | STEEL-FRAMED_R-13 + R-3.8 CI_EXT-WALL | 0.3 | 0.477 | 0.51 | 10.22 | 90 | 90 | E
| Construction | Area of One Opening [m2] | Area of Openings [m2] | U-Factor [W/m2-K] | SHGC | Visible Transmittance | Shade Control | Parent Surface | Azimuth [deg] | Cardinal Direction
GWINDOW1 | STD_WINDOW_UVALUE_6.878_SHGC_0.61_VT_0.61 | 5.2 | 5.2 | 6.49 | 0.61 | 0.61 | No | G SWALL SWA | 180 | S
GWINDOW2 | STD_WINDOW_UVALUE_6.878_SHGC_0.61_VT_0.61_WEST | 3.34 | 3.34 | 6.49 | 0.61 | 0.61 | No | G WWALL SWA | 270 | W
GWINDOW4 | STD_WINDOW_UVALUE_6.878_SHGC_0.61_VT_0.61_NORTH | 5.2 | 5.2 | 6.49 | 0.61 | 0.61 | No | G NWALL NWA | 0 | N
GWINDOW6 | STD_WINDOW_UVALUE_6.878_SHGC_0.61_VT_0.61_WEST | 3.34 | 3.34 | 6.49 | 0.61 | 0.61 | No | G WWALL NWA | 270 | W
GWINDOW3 | STD_WINDOW_UVALUE_6.878_SHGC_0.61_VT_0.61 | 5.2 | 5.2 | 6.49 | 0.61 | 0.61 | No | G SWALL SEA | 180 | S
GWINDOW7 | STD_WINDOW_UVALUE_6.878_SHGC_0.61_VT_0.61_EAST | 3.34 | 3.34 | 6.49 | 0.61 | 0.61 | No | G EWALL SEA | 90 | E
GWINDOW5 | STD_WINDOW_UVALUE_6.878_SHGC_0.61_VT_0.61_NORTH | 5.2 | 5.2 | 6.49 | 0.61 | 0.61 | No | G NWALL NEA | 0 | N
GWINDOW8 | STD_WINDOW_UVALUE_6.878_SHGC_0.61_VT_0.61_EAST | 3.34 | 3.34 | 6.49 | 0.61 | 0.61 | No | G EWALL NEA | 90 | E
GWINDOW9 | STD_WINDOW_UVALUE_6.878_SHGC_0.61_VT_0.61_NORTH | 5.2 | 5.2 | 6.49 | 0.61 | 0.61 | No | G NWALL N1A | 0 | N
GWINDOW10 | STD_WINDOW_UVALUE_6.878_SHGC_0.61_VT_0.61_NORTH | 5.2 | 5.2 | 6.49 | 0.61 | 0.61 | No | G NWALL N2A | 0 | N
GWINDOW11 | STD_WINDOW_UVALUE_6.878_SHGC_0.61_VT_0.61 | 5.2 | 5.2 | 6.49 | 0.61 | 0.61 | No | G SWALL S1A | 180 | S
GWINDOW12 | STD_WINDOW_UVALUE_6.878_SHGC_0.61_VT_0.61 | 5.2 | 5.2 | 6.49 | 0.61 | 0.61 | No | G SWALL S2A | 180 | S
MWINDOW2 | STD_WINDOW_UVALUE_6.878_SHGC_0.61_VT_0.61_WEST | 3.34 | 6.69 | 6.49 | 0.61 | 0.61 | No | M WWALL SWA | 270 | W
MWINDOW1 | STD_WINDOW_UVALUE_6.878_SHGC_0.61_VT_0.61 | 5.2 | 10.4 | 6.49 | 0.61 | 0.61 | No | M SWALL SWA | 180 | S
MWINDOW4 | STD_WINDOW_UVALUE_6.878_SHGC_0.61_VT_0.61_NORTH | 5.2 | 10.4 | 6.49 | 0.61 | 0.61 | No | M NWALL NWA | 0 | N
MWINDOW6 | STD_WINDOW_UVALUE_6.878_SHGC_0.61_VT_0.61_WEST | 3.34 | 6.69 | 6.49 | 0.61 | 0.61 | No | M WWALL NWA | 270 | W
MWINDOW7 | STD_WINDOW_UVALUE_6.878_SHGC_0.61_VT_0.61_EAST | 3.34 | 6.69 | 6.49 | 0.61 | 0.61 | No | M EWALL SEA | 90 | E
MWINDOW3 | STD_WINDOW_UVALUE_6.878_SHGC_0.61_VT_0.61 | 5.2 | 10.4 | 6.49 | 0.61 | 0.61 | No | M SWALL SEA | 180 | S
MWINDOW5 | STD_WINDOW_UVALUE_6.878_SHGC_0.61_VT_0.61_NORTH | 5.2 | 10.4 | 6.49 | 0.61 | 0.61 | No | M NWALL NEA | 0 | N
MWINDOW8 | STD_WINDOW_UVALUE_6.878_SHGC_0.61_VT_0.61_EAST | 3.34 | 6.69 | 6.49 | 0.61 | 0.61 | No | M EWALL NEA | 90 | E
MWINDOW9 | STD_WINDOW_UVALUE_6.878_SHGC_0.61_VT_0.61_NORTH | 5.2 | 10.4 | 6.49 | 0.61 | 0.61 | No | M NWALL N1A | 0 | N
MWINDOW10 | STD_WINDOW_UVALUE_6.878_SHGC_0.61_VT_0.61_NORTH | 5.2 | 10.4 | 6.49 | 0.61 | 0.61 | No | M NWALL N2A | 0 | N
MWINDOW11 | STD_WINDOW_UVALUE_6.878_SHGC_0.61_VT_0.61 | 5.2 | 10.4 | 6.49 | 0.61 | 0.61 | No | M SWALL S1A | 180 | S
MWINDOW12 | STD_WINDOW_UVALUE_6.878_SHGC_0.61_VT_0.61 | 5.2 | 10.4 | 6.49 | 0.61 | 0.61 | No | M SWALL S2A | 180 | S
TWINDOW2 | STD_WINDOW_UVALUE_6.878_SHGC_0.61_VT_0.61_WEST | 3.34 | 3.34 | 6.49 | 0.61 | 0.61 | No | T WWALL SWA | 270 | W
TWINDOW1 | STD_WINDOW_UVALUE_6.878_SHGC_0.61_VT_0.61 | 5.2 | 5.2 | 6.49 | 0.61 | 0.61 | No | T SWALL SWA | 180 | S
TWINDOW4 | STD_WINDOW_UVALUE_6.878_SHGC_0.61_VT_0.61_NORTH | 5.2 | 5.2 | 6.49 | 0.61 | 0.61 | No | T NWALL NWA | 0 | N
TWINDOW6 | STD_WINDOW_UVALUE_6.878_SHGC_0.61_VT_0.61_WEST | 3.34 | 3.34 | 6.49 | 0.61 | 0.61 | No | T WWALL NWA | 270 | W
TWINDOW7 | STD_WINDOW_UVALUE_6.878_SHGC_0.61_VT_0.61_EAST | 3.34 | 3.34 | 6.49 | 0.61 | 0.61 | No | T EWALL SEA | 90 | E
TWINDOW3 | STD_WINDOW_UVALUE_6.878_SHGC_0.61_VT_0.61 | 5.2 | 5.2 | 6.49 | 0.61 | 0.61 | No | T SWALL SEA | 180 | S
TWINDOW5 | STD_WINDOW_UVALUE_6.878_SHGC_0.61_VT_0.61_NORTH | 5.2 | 5.2 | 6.49 | 0.61 | 0.61 | No | T NWALL NEA | 0 | N
TWINDOW8 | STD_WINDOW_UVALUE_6.878_SHGC_0.61_VT_0.61_EAST | 3.34 | 3.34 | 6.49 | 0.61 | 0.61 | No | T EWALL NEA | 90 | E
TWINDOW9 | STD_WINDOW_UVALUE_6.878_SHGC_0.61_VT_0.61_NORTH | 5.2 | 5.2 | 6.49 | 0.61 | 0.61 | No | T NWALL N1A | 0 | N
TWINDOW10 | STD_WINDOW_UVALUE_6.878_SHGC_0.61_VT_0.61_NORTH | 5.2 | 5.2 | 6.49 | 0.61 | 0.61 | No | T NWALL N2A | 0 | N
TWINDOW11 | STD_WINDOW_UVALUE_6.878_SHGC_0.61_VT_0.61 | 5.2 | 5.2 | 6.49 | 0.61 | 0.61 | No | T SWALL S1A | 180 | S
TWINDOW12 | STD_WINDOW_UVALUE_6.878_SHGC_0.61_VT_0.61 | 5.2 | 5.2 | 6.49 | 0.61 | 0.61 | No | T SWALL S2A | 180 | S
TWINDOW13 | STD_WINDOW_UVALUE_6.878_SHGC_0.61_VT_0.61_WEST | 1.11 | 1.11 | 6.49 | 0.61 | 0.61 | No | T WWALL C | 270 | W
TWINDOW14 | STD_WINDOW_UVALUE_6.878_SHGC_0.61_VT_0.61_EAST | 1.11 | 1.11 | 6.49 | 0.61 | 0.61 | No | T EWALL C | 90 | E
GWINDOW13 | STD_WINDOW_UVALUE_6.878_SHGC_0.61_VT_0.61_WEST | 1.11 | 1.11 | 6.49 | 0.61 | 0.61 | No | G WWALL C | 270 | W
EAST_DOOR | STD_WINDOW_UVALUE_6.878_SHGC_0.61_VT_0.61_EAST | 3.32 | 3.32 | 6.49 | 0.61 | 0.61 | No | G EWALL C | 90 | E
MWINDOW13 | STD_WINDOW_UVALUE_6.878_SHGC_0.61_VT_0.61_WEST | 1.11 | 2.23 | 6.49 | 0.61 | 0.61 | No | M WWALL C | 270 | W
MWINDOW14 | STD_WINDOW_UVALUE_6.878_SHGC_0.61_VT_0.61_EAST | 1.11 | 2.23 | 6.49 | 0.61 | 0.61 | No | M EWALL C | 90 | E
Total or Average |  |  | 231.09 | 6.49 | 0.61 | 0.61
North Total or Average |  |  | 83.23 | 6.49 | 0.61 | 0.61
Non-North Total or Average |  |  | 147.86 | 6.49 | 0.61 | 0.61
| Type | Nominal Capacity [W] | Nominal Efficiency [W/W]
None
| Type | Nominal Total Capacity [W] | Nominal Sensible Capacity [W] | Nominal Latent Capacity [W] | Nominal Sensible Heat Ratio | Nominal Efficiency [W/W]
SPLITSYSTEMAC:1_UNITARY_PACKAGE_COOLCOIL | Coil:Cooling:DX:SingleSpeed | 3192.44 | 2549.66 | 642.78 | 0.8 | 4.04
SPLITSYSTEMAC:2_UNITARY_PACKAGE_COOLCOIL | Coil:Cooling:DX:SingleSpeed | 2244.91 | 1792.91 | 452 | 0.8 | 4.1
SPLITSYSTEMAC:3_UNITARY_PACKAGE_COOLCOIL | Coil:Cooling:DX:SingleSpeed | 1669.87 | 1128.97 | 540.9 | 0.68 | 3.69
SPLITSYSTEMAC:4_UNITARY_PACKAGE_COOLCOIL | Coil:Cooling:DX:SingleSpeed | 1831.24 | 1462.53 | 368.71 | 0.8 | 4.05
SPLITSYSTEMAC:5_UNITARY_PACKAGE_COOLCOIL | Coil:Cooling:DX:SingleSpeed | 1831.24 | 1462.53 | 368.71 | 0.8 | 4.05
SPLITSYSTEMAC:6_UNITARY_PACKAGE_COOLCOIL | Coil:Cooling:DX:SingleSpeed | 1831.24 | 1462.53 | 368.71 | 0.8 | 4.05
SPLITSYSTEMAC:7_UNITARY_PACKAGE_COOLCOIL | Coil:Cooling:DX:SingleSpeed | 2121.35 | 1694.23 | 427.12 | 0.8 | 4.08
SPLITSYSTEMAC:8_UNITARY_PACKAGE_COOLCOIL | Coil:Cooling:DX:SingleSpeed | 2278.29 | 1819.57 | 458.72 | 0.8 | 4.08
SPLITSYSTEMAC:9_UNITARY_PACKAGE_COOLCOIL | Coil:Cooling:DX:SingleSpeed | 9853.47 | 7869.52 | 1983.94 | 0.8 | 4.07
SPLITSYSTEMAC:10_UNITARY_PACKAGE_COOLCOIL | Coil:Cooling:DX:SingleSpeed | 7109.63 | 5678.14 | 1431.49 | 0.8 | 4.06
SPLITSYSTEMAC:11_UNITARY_PACKAGE_COOLCOIL | Coil:Cooling:DX:SingleSpeed | 8177.79 | 6531.23 | 1646.55 | 0.8 | 4.04
SPLITSYSTEMAC:12_UNITARY_PACKAGE_COOLCOIL | Coil:Cooling:DX:SingleSpeed | 4225.71 | 3374.89 | 850.82 | 0.8 | 3.96
SPLITSYSTEMAC:13_UNITARY_PACKAGE_COOLCOIL | Coil:Cooling:DX:SingleSpeed | 3730.48 | 2979.37 | 751.11 | 0.8 | 3.96
SPLITSYSTEMAC:14_UNITARY_PACKAGE_COOLCOIL | Coil:Cooling:DX:SingleSpeed | 3662.47 | 2925.05 | 737.42 | 0.8 | 3.93
SPLITSYSTEMAC:15_UNITARY_PACKAGE_COOLCOIL | Coil:Cooling:DX:SingleSpeed | 7086.45 | 5659.63 | 1426.82 | 0.8 | 3.94
SPLITSYSTEMAC:16_UNITARY_PACKAGE_COOLCOIL | Coil:Cooling:DX:SingleSpeed | 7086.08 | 5659.33 | 1426.74 | 0.8 | 3.94
SPLITSYSTEMAC:17_UNITARY_PACKAGE_COOLCOIL | Coil:Cooling:DX:SingleSpeed | 6143.92 | 4906.88 | 1237.05 | 0.8 | 3.93
SPLITSYSTEMAC:18_UNITARY_PACKAGE_COOLCOIL | Coil:Cooling:DX:SingleSpeed | 4813.93 | 3844.67 | 969.26 | 0.8 | 3.93
SPLITSYSTEMAC:19_UNITARY_PACKAGE_COOLCOIL | Coil:Cooling:DX:SingleSpeed | 4888.54 | 3904.26 | 984.28 | 0.8 | 3.95
SPLITSYSTEMAC:20_UNITARY_PACKAGE_COOLCOIL | Coil:Cooling:DX:SingleSpeed | 2898.95 | 2315.26 | 583.69 | 0.8 | 3.97
SPLITSYSTEMAC:21_UNITARY_PACKAGE_COOLCOIL | Coil:Cooling:DX:SingleSpeed | 2770.89 | 2212.99 | 557.9 | 0.8 | 3.95
SPLITSYSTEMAC:22_UNITARY_PACKAGE_COOLCOIL | Coil:Cooling:DX:SingleSpeed | 2683.35 | 2143.07 | 540.28 | 0.8 | 4.04
SPLITSYSTEMAC:23_UNITARY_PACKAGE_COOLCOIL | Coil:Cooling:DX:SingleSpeed | 4366.61 | 3487.42 | 879.19 | 0.8 | 3.96
SPLITSYSTEMAC:24_UNITARY_PACKAGE_COOLCOIL | Coil:Cooling:DX:SingleSpeed | 4356.35 | 3479.22 | 877.13 | 0.8 | 3.97
| Type | Nominal Total Capacity [W] | Nominal Efficiency [W/W]
T CORRIDOR UNIT HEATER COIL | Coil:Heating:Electric | 0 | 1
G CORRIDOR UNIT HEATER COIL | Coil:Heating:Electric | 0 | 1
M CORRIDOR UNIT HEATER COIL | Coil:Heating:Electric | 0 | 1
SPLITSYSTEMAC:1_UNITARY_PACKAGE_HEATCOIL | Coil:Heating:Gas | 1969.46 | 0.8
SPLITSYSTEMAC:2_UNITARY_PACKAGE_HEATCOIL | Coil:Heating:Gas | 4923.64 | 0.8
SPLITSYSTEMAC:3_UNITARY_PACKAGE_HEATCOIL | Coil:Heating:Gas | 875.02 | 0.8
SPLITSYSTEMAC:4_UNITARY_PACKAGE_HEATCOIL | Coil:Heating:Gas | 4923.64 | 0.8
SPLITSYSTEMAC:5_UNITARY_PACKAGE_HEATCOIL | Coil:Heating:Gas | 4923.64 | 0.8
SPLITSYSTEMAC:6_UNITARY_PACKAGE_HEATCOIL | Coil:Heating:Gas | 4923.64 | 0.8
SPLITSYSTEMAC:7_UNITARY_PACKAGE_HEATCOIL | Coil:Heating:Gas | 4923.64 | 0.8
SPLITSYSTEMAC:8_UNITARY_PACKAGE_HEATCOIL | Coil:Heating:Gas | 4923.64 | 0.8
SPLITSYSTEMAC:9_UNITARY_PACKAGE_HEATCOIL | Coil:Heating:Gas | 9847.28 | 0.8
SPLITSYSTEMAC:10_UNITARY_PACKAGE_HEATCOIL | Coil:Heating:Gas | 9847.28 | 0.8
SPLITSYSTEMAC:11_UNITARY_PACKAGE_HEATCOIL | Coil:Heating:Gas | 9847.28 | 0.8
SPLITSYSTEMAC:12_UNITARY_PACKAGE_HEATCOIL | Coil:Heating:Gas | 9847.28 | 0.8
SPLITSYSTEMAC:13_UNITARY_PACKAGE_HEATCOIL | Coil:Heating:Gas | 9847.28 | 0.8
SPLITSYSTEMAC:14_UNITARY_PACKAGE_HEATCOIL | Coil:Heating:Gas | 9847.28 | 0.8
SPLITSYSTEMAC:15_UNITARY_PACKAGE_HEATCOIL | Coil:Heating:Gas | 9847.28 | 0.8
SPLITSYSTEMAC:16_UNITARY_PACKAGE_HEATCOIL | Coil:Heating:Gas | 9847.28 | 0.8
SPLITSYSTEMAC:17_UNITARY_PACKAGE_HEATCOIL | Coil:Heating:Gas | 4923.64 | 0.8
SPLITSYSTEMAC:18_UNITARY_PACKAGE_HEATCOIL | Coil:Heating:Gas | 6050.12 | 0.8
SPLITSYSTEMAC:19_UNITARY_PACKAGE_HEATCOIL | Coil:Heating:Gas | 4923.64 | 0.8
SPLITSYSTEMAC:20_UNITARY_PACKAGE_HEATCOIL | Coil:Heating:Gas | 4923.64 | 0.8
SPLITSYSTEMAC:21_UNITARY_PACKAGE_HEATCOIL | Coil:Heating:Gas | 4923.64 | 0.8
SPLITSYSTEMAC:22_UNITARY_PACKAGE_HEATCOIL | Coil:Heating:Gas | 4923.64 | 0.8
SPLITSYSTEMAC:23_UNITARY_PACKAGE_HEATCOIL | Coil:Heating:Gas | 4923.64 | 0.8
SPLITSYSTEMAC:24_UNITARY_PACKAGE_HEATCOIL | Coil:Heating:Gas | 4923.64 | 0.8
| Type | Total Efficiency [W/W] | Delta Pressure [pa] | Max Flow Rate [m3/s] | Rated Power [W] | Motor Heat In Air Fraction | End Use
T CORRIDOR UNIT HEATERFAN | Fan:ConstantVolume | 0.54 | 49.8 | 0 | 0 | 1 | Unit Heater Fans
G CORRIDOR UNIT HEATERFAN | Fan:ConstantVolume | 0.54 | 49.8 | 0 | 0 | 1 | Unit Heater Fans
M CORRIDOR UNIT HEATERFAN | Fan:ConstantVolume | 0.54 | 49.8 | 0 | 0 | 1 | Unit Heater Fans
SPLITSYSTEMAC:1_UNITARY_PACKAGE_FAN | Fan:OnOff | 0.54 | 622 | 0.19 | 223.69 | 1 | Unitary Fans
SPLITSYSTEMAC:2_UNITARY_PACKAGE_FAN | Fan:OnOff | 0.54 | 622 | 0.14 | 157.3 | 1 | Unitary Fans
SPLITSYSTEMAC:3_UNITARY_PACKAGE_FAN | Fan:OnOff | 0.54 | 622 | 0.07 | 78 | 1 | Unitary Fans
SPLITSYSTEMAC:4_UNITARY_PACKAGE_FAN | Fan:OnOff | 0.54 | 622 | 0.11 | 128.31 | 1 | Unitary Fans
SPLITSYSTEMAC:5_UNITARY_PACKAGE_FAN | Fan:OnOff | 0.54 | 622 | 0.11 | 128.31 | 1 | Unitary Fans
SPLITSYSTEMAC:6_UNITARY_PACKAGE_FAN | Fan:OnOff | 0.54 | 622 | 0.11 | 128.31 | 1 | Unitary Fans
SPLITSYSTEMAC:7_UNITARY_PACKAGE_FAN | Fan:OnOff | 0.54 | 622 | 0.13 | 148.64 | 1 | Unitary Fans
SPLITSYSTEMAC:8_UNITARY_PACKAGE_FAN | Fan:OnOff | 0.54 | 622 | 0.14 | 159.64 | 1 | Unitary Fans
SPLITSYSTEMAC:9_UNITARY_PACKAGE_FAN | Fan:OnOff | 0.54 | 622 | 0.6 | 690.43 | 1 | Unitary Fans
SPLITSYSTEMAC:10_UNITARY_PACKAGE_FAN | Fan:OnOff | 0.54 | 622 | 0.43 | 498.17 | 1 | Unitary Fans
SPLITSYSTEMAC:11_UNITARY_PACKAGE_FAN | Fan:OnOff | 0.54 | 622 | 0.49 | 573.02 | 1 | Unitary Fans
SPLITSYSTEMAC:12_UNITARY_PACKAGE_FAN | Fan:OnOff | 0.59 | 622 | 0.26 | 268.44 | 1 | Unitary Fans
SPLITSYSTEMAC:13_UNITARY_PACKAGE_FAN | Fan:OnOff | 0.59 | 622 | 0.23 | 236.98 | 1 | Unitary Fans
SPLITSYSTEMAC:14_UNITARY_PACKAGE_FAN | Fan:OnOff | 0.59 | 622 | 0.22 | 232.66 | 1 | Unitary Fans
SPLITSYSTEMAC:15_UNITARY_PACKAGE_FAN | Fan:OnOff | 0.59 | 622 | 0.43 | 450.17 | 1 | Unitary Fans
SPLITSYSTEMAC:16_UNITARY_PACKAGE_FAN | Fan:OnOff | 0.59 | 622 | 0.43 | 450.14 | 1 | Unitary Fans
SPLITSYSTEMAC:17_UNITARY_PACKAGE_FAN | Fan:OnOff | 0.59 | 622 | 0.37 | 390.29 | 1 | Unitary Fans
SPLITSYSTEMAC:18_UNITARY_PACKAGE_FAN | Fan:OnOff | 0.59 | 622 | 0.29 | 305.81 | 1 | Unitary Fans
SPLITSYSTEMAC:19_UNITARY_PACKAGE_FAN | Fan:OnOff | 0.59 | 622 | 0.3 | 310.54 | 1 | Unitary Fans
SPLITSYSTEMAC:20_UNITARY_PACKAGE_FAN | Fan:OnOff | 0.59 | 622 | 0.18 | 184.16 | 1 | Unitary Fans
SPLITSYSTEMAC:21_UNITARY_PACKAGE_FAN | Fan:OnOff | 0.59 | 622 | 0.17 | 176.02 | 1 | Unitary Fans
SPLITSYSTEMAC:22_UNITARY_PACKAGE_FAN | Fan:OnOff | 0.54 | 622 | 0.16 | 188.02 | 1 | Unitary Fans
SPLITSYSTEMAC:23_UNITARY_PACKAGE_FAN | Fan:OnOff | 0.57 | 622 | 0.26 | 288.48 | 1 | Unitary Fans
SPLITSYSTEMAC:24_UNITARY_PACKAGE_FAN | Fan:OnOff | 0.57 | 622 | 0.26 | 287.81 | 1 | Unitary Fans
| Type | Control | Head [pa] | Power [W] | Motor Efficiency [W/W]
SWHSYS1 PUMP | Pump:VariableSpeed | INTERMITTENT | 0.01 | 0 | 1
| Type | Storage Volume [m3] | Input [W] | Thermal Efficiency [W/W] | Recovery Efficiency [W/W] | Energy Factor
SWHSYS1 WATER HEATER | WaterHeater:Mixed | 0 | 211500 | 0.8 | 704.88 | 0.55
| CO2:FACILITY [kg] | NOX:FACILITY [kg] | SO2:FACILITY [kg] | PM:FACILITY [kg] | HG:FACILITY [kg] | WATERENVIRONMENTALFACTORS:FACILITY [L] | CARBON EQUIVALENT:FACILITY [kg]
January | 9387.3969 | 8.2118 | 55.6474 | 0 | 0 | 335661.7202 | 3418.772
February | 7348.0848 | 6.3877 | 50.7413 | 0 | 0 | 306105.8489 | 2697.9943
March | 8065.9231 | 7.0159 | 54.9499 | 0 | 0 | 331491.5613 | 2959.2795
April | 7414.4269 | 6.4324 | 53.5223 | 0 | 0 | 322893.3414 | 2729.4402
May | 7499.7294 | 6.4956 | 56.074 | 0 | 0 | 338295.7214 | 2766.7486
June | 7335.8565 | 6.3491 | 55.6696 | 0 | 0 | 335858.8714 | 2708.7979
July | 7870.2497 | 6.8066 | 60.6244 | 0 | 0 | 365755.5447 | 2908.8693
August | 7888.5196 | 6.8219 | 60.8552 | 0 | 0 | 367148.2933 | 2915.8967
September | 7949.3758 | 6.8726 | 61.6541 | 0 | 0 | 371969.5014 | 2939.3965
October | 7932.9423 | 6.8645 | 60.4327 | 0 | 0 | 364596.2214 | 2929.9824
November | 7677.7053 | 6.6637 | 54.9117 | 0 | 0 | 331273.0114 | 2824.8002
December | 9061.7744 | 7.917 | 55.5018 | 0 | 0 | 334792.5658 | 3305.6292
Annual Sum or Average | 95431.9846 | 82.8388 | 680.5845 | 0 | 0.0004 | 4105840 | 35105.6067
Minimum of Months | 7335.8565 | 6.3491 | 50.7413 | 0 | 0 | 306105.8489 | 2697.9943
Maximum of Months | 9387.3969 | 8.2118 | 61.6541 | 0 | 0 | 371969.5014 | 3418.772
| ELECTRICITY:FACILITY [J] | ELECTRICITY:FACILITY {Maximum}[W] | ELECTRICITY:FACILITY {TIMESTAMP} | INTERIORLIGHTS:ELECTRICITY {AT MAX/MIN} [W] | INTERIOREQUIPMENT:ELECTRICITY {AT MAX/MIN} [W] | FANS:ELECTRICITY {AT MAX/MIN} [W] | HEATING:ELECTRICITY {AT MAX/MIN} [W] | COOLING:ELECTRICITY {AT MAX/MIN} [W] | EXTERIORLIGHTS:ELECTRICITY {AT MAX/MIN} [W] | PUMPS:ELECTRICITY {AT MAX/MIN} [W] | HEATREJECTION:ELECTRICITY [Invalid/Undefined] | EXTERIOREQUIPMENT:ELECTRICITY [Invalid/Undefined] | HUMIDIFICATION:ELECTRICITY [Invalid/Undefined] | HEATRECOVERY:ELECTRICITY [Invalid/Undefined] | WATERSYSTEMS:ELECTRICITY [Invalid/Undefined] | REFRIGERATION:ELECTRICITY [Invalid/Undefined] | GENERATORS:ELECTRICITY [Invalid/Undefined] | ELECTRICITYPRODUCED:FACILITY [Invalid/Undefined]
January | 68823300000 | 45159.018 | 16-JAN-18:15 | 10630.253 | 23210.456 | 782.834 | 0 | 2236.009 | 8299.466 | 0 | 0 | 0 | 0 | 0 | 0 | 0 | 0 | 0
February | 62763200000 | 49508.389 | 15-FEB-18:15 | 10630.253 | 23210.456 | 1819.777 | 0 | 5548.438 | 8299.466 | 0 | 0 | 0 | 0 | 0 | 0 | 0 | 0 | 0
March | 67968200000 | 45941.614 | 01-MAR-18:15 | 10630.253 | 23210.456 | 974.12 | 0 | 2827.319 | 8299.466 | 0 | 0 | 0 | 0 | 0 | 0 | 0 | 0 | 0
April | 66205300000 | 49230.914 | 29-APR-18:00 | 12294.589 | 20556.855 | 2031.175 | 0 | 6048.828 | 8299.466 | 0 | 0 | 0 | 0 | 0 | 0 | 0 | 0 | 0
May | 69363300000 | 50261.429 | 25-MAY-19:15 | 12443.002 | 19968.13 | 2346.493 | 0 | 7204.338 | 8299.466 | 0 | 0 | 0 | 0 | 0 | 0 | 0 | 0 | 0
June | 68863700000 | 51033.21 | 16-JUN-19:30 | 12443.002 | 19968.13 | 2599.52 | 0 | 7723.092 | 8299.466 | 0 | 0 | 0 | 0 | 0 | 0 | 0 | 0 | 0
July | 74993600000 | 63291.924 | 02-JUL-19:30 | 12443.002 | 19968.13 | 5115.782 | 0 | 17465.544 | 8299.466 | 0 | 0 | 0 | 0 | 0 | 0 | 0 | 0 | 0
August | 75279200000 | 52505.893 | 27-AUG-18:45 | 12294.589 | 20556.855 | 2788.987 | 0 | 8565.996 | 8299.466 | 0 | 0 | 0 | 0 | 0 | 0 | 0 | 0 | 0
September | 76267700000 | 63568.673 | 28-SEP-17:00 | 10630.253 | 23210.456 | 5044.962 | 0 | 16383.536 | 8299.466 | 0 | 0 | 0 | 0 | 0 | 0 | 0 | 0 | 0
October | 74755900000 | 54288.066 | 13-OCT-17:45 | 10630.253 | 23210.456 | 2987.454 | 0 | 9160.438 | 8299.466 | 0 | 0 | 0 | 0 | 0 | 0 | 0 | 0 | 0
November | 67923400000 | 46791.369 | 11-NOV-18:15 | 10630.253 | 23210.456 | 1166.118 | 0 | 3485.075 | 8299.466 | 0 | 0 | 0 | 0 | 0 | 0 | 0 | 0 | 0
December | 68645100000 | 44493.289 | 17-DEC-18:15 | 10630.253 | 23210.456 | 612.958 | 0 | 1740.156 | 8299.466 | 0 | 0 | 0 | 0 | 0 | 0 | 0 | 0 | 0
Annual Sum or Average | 841852000000 | [9 empty] | 0 | 0 | 0 | 0 | 0 | 0 | 0 | 0
Minimum of Months | 62763200000 | 44493.289 |  | 10630.253 | 19968.13 | 612.958 | 0 | 1740.156 | 8299.466 | 0 | 0 | 0 | 0 | 0 | 0 | 0 | 0 | 0
Maximum of Months | 76267700000 | 63568.673 |  | 12443.002 | 23210.456 | 5115.782 | 0 | 17465.544 | 8299.466 | 0 | 0 | 0 | 0 | 0 | 0 | 0 | 0 | 0
| Electric | Gas | Other | Total
Cost ($) | 34805.23 | 3669.05 | 0 | 38474.28
Cost per Total Building Area ($/m2) | 11.1 | 1.17 | 0 | 12.27
Cost per Net Conditioned Building Area ($/m2) | 11.1 | 1.17 | 0 | 12.27

## Baltimore (hidden)
| Total Energy [GJ] | Energy Per Total Building Area [MJ/m2] | Energy Per Conditioned Building Area [MJ/m2]
Total Site Energy | 1658.66 | 529.15 | 529.15
Net Site Energy | 1658.66 | 529.15 | 529.15
Total Source Energy | 4268.13 | 1361.62 | 1361.62
Net Source Energy | 4268.13 | 1361.62 | 1361.62
Area [m2]
Total Building Area | 3134.59
Net Conditioned Building Area | 3134.59
Unconditioned Building Area | 0
| Electricity [GJ] | Natural Gas [GJ] | Other Fuel [GJ] | District Cooling [GJ] | District Heating [GJ] | Water [m3]
Heating | 0 | 337.39 | 0 | 0 | 0 | 0
Cooling | 190.35 | 0 | 0 | 0 | 0 | 0
Interior Lighting | 173.35 | 0 | 0 | 0 | 0 | 0
Exterior Lighting | 130.43 | 0 | 0 | 0 | 0 | 0
Interior Equipment | 449.59 | 0 | 0 | 0 | 0 | 0
Exterior Equipment | 0 | 0 | 0 | 0 | 0 | 0
Fans | 45.35 | 0 | 0 | 0 | 0 | 0
Pumps | 0 | 0 | 0 | 0 | 0 | 0
Heat Rejection | 0 | 0 | 0 | 0 | 0 | 0
Humidification | 0 | 0 | 0 | 0 | 0 | 0
Heat Recovery | 0 | 0 | 0 | 0 | 0 | 0
Water Systems | 0 | 332.2 | 0 | 0 | 0 | 1874.65
Refrigeration | 0 | 0 | 0 | 0 | 0 | 0
Generators | 0 | 0 | 0 | 0 | 0 | 0
Total End Uses | 989.08 | 669.58 | 0 | 0 | 0 | 1874.65
| Area [m2] | Conditioned (Y/N) | Volume [m3] | Multipliers | Gross Wall Area [m2] | Window Glass Area [m2] | Lighting [W/m2] | People [m2] per person | Plug and Process [W/m2]
G SW APARTMENT | 88.25 | Yes | 268.96 | 1 | 58.52 | 8.55 | 3.875 | 35.3 | 5.38
G NW APARTMENT | 88.25 | Yes | 268.96 | 1 | 58.52 | 8.55 | 3.875 | 35.3 | 5.38
OFFICE | 88.25 | Yes | 268.96 | 1 | 58.52 | 8.55 | 10.76 | 44.12 | 12.9
G NE APARTMENT | 88.25 | Yes | 268.96 | 1 | 58.52 | 8.55 | 3.875 | 35.3 | 5.38
G N1 APARTMENT | 88.25 | Yes | 268.96 | 1 | 35.3 | 5.2 | 3.875 | 35.3 | 5.38
G N2 APARTMENT | 88.25 | Yes | 268.96 | 1 | 35.3 | 5.2 | 3.875 | 35.3 | 5.38
G S1 APARTMENT | 88.25 | Yes | 268.96 | 1 | 35.3 | 5.2 | 3.875 | 35.3 | 5.38
G S2 APARTMENT | 88.25 | Yes | 268.96 | 1 | 35.3 | 5.2 | 3.875 | 35.3 | 5.38
M SW APARTMENT | 88.25 | Yes | 268.96 | 2 | 58.52 | 8.55 | 3.875 | 35.3 | 5.38
M NW APARTMENT | 88.25 | Yes | 268.96 | 2 | 58.52 | 8.55 | 3.875 | 35.3 | 5.38
M SE APARTMENT | 88.25 | Yes | 268.96 | 2 | 58.52 | 8.55 | 3.875 | 35.3 | 5.38
M NE APARTMENT | 88.25 | Yes | 268.96 | 2 | 58.52 | 8.55 | 3.875 | 35.3 | 5.38
M N1 APARTMENT | 88.25 | Yes | 268.96 | 2 | 35.3 | 5.2 | 3.875 | 35.3 | 5.38
M N2 APARTMENT | 88.25 | Yes | 268.96 | 2 | 35.3 | 5.2 | 3.875 | 35.3 | 5.38
M S1 APARTMENT | 88.25 | Yes | 268.96 | 2 | 35.3 | 5.2 | 3.875 | 35.3 | 5.38
M S2 APARTMENT | 88.25 | Yes | 268.96 | 2 | 35.3 | 5.2 | 3.875 | 35.3 | 5.38
T SW APARTMENT | 88.25 | Yes | 268.96 | 1 | 58.52 | 8.55 | 3.875 | 35.3 | 5.38
T NW APARTMENT | 88.25 | Yes | 268.96 | 1 | 58.52 | 8.55 | 3.875 | 35.3 | 5.38
T SE APARTMENT | 88.25 | Yes | 268.96 | 1 | 58.52 | 8.55 | 3.875 | 35.3 | 5.38
T NE APARTMENT | 88.25 | Yes | 268.96 | 1 | 58.52 | 8.55 | 3.875 | 35.3 | 5.38
T N1 APARTMENT | 88.25 | Yes | 268.96 | 1 | 35.3 | 5.2 | 3.875 | 35.3 | 5.38
T N2 APARTMENT | 88.25 | Yes | 268.96 | 1 | 35.3 | 5.2 | 3.875 | 35.3 | 5.38
T S1 APARTMENT | 88.25 | Yes | 268.96 | 1 | 35.3 | 5.2 | 3.875 | 35.3 | 5.38
T S2 APARTMENT | 88.25 | Yes | 268.96 | 1 | 35.3 | 5.2 | 3.875 | 35.3 | 5.38
T CORRIDOR | 77.66 | Yes | 236.69 | 1 | 10.22 | 2.23 | 5.38 |  | 0
G CORRIDOR | 77.66 | Yes | 236.69 | 1 | 10.22 | 4.43 | 5.38 |  | 209.035
M CORRIDOR | 77.66 | Yes | 236.69 | 2 | 10.22 | 2.23 | 5.38 |  | 0
Total | 3134.59 |  | 9553.6 |  | 1542.01 | 231.09 | 4.218 | 39.43 | 10.2373
Conditioned Total | 3134.59 |  | 9553.6 |  | 1542.01 | 231.09 | 4.218 | 39.43 | 10.2373
Unconditioned Total | 0 |  | 0 |  | 0 | 0
| Construction | Reflectance | U-Factor with Film [W/m2-K] | U-Factor no Film [W/m2-K] | Gross Area [m2] | Azimuth [deg] | Tilt [deg] | Cardinal Direction
G SWALL SWA | STEEL-FRAMED_R-13 + R-7.5 CI_EXT-WALL | 0.3 | 0.364 | 0.38 | 35.3 | 180 | 90 | S
G WWALL SWA | STEEL-FRAMED_R-13 + R-7.5 CI_EXT-WALL | 0.3 | 0.364 | 0.38 | 23.22 | 270 | 90 | W
G GFLOOR SWA | UNHEATED - 4IN SLAB WITH CARPET_EXT-SLAB | 0.3 | 1.862 | 3.4 | 88.25 | 270 | 180
G NWALL NWA | STEEL-FRAMED_R-13 + R-7.5 CI_EXT-WALL | 0.3 | 0.364 | 0.38 | 35.3 | 0 | 90 | N
G WWALL NWA | STEEL-FRAMED_R-13 + R-7.5 CI_EXT-WALL | 0.3 | 0.364 | 0.38 | 23.22 | 270 | 90 | W
G GFLOOR NWA | UNHEATED - 4IN SLAB WITH CARPET_EXT-SLAB | 0.3 | 1.862 | 3.4 | 88.25 | 270 | 180
G SWALL SEA | STEEL-FRAMED_R-13 + R-7.5 CI_EXT-WALL | 0.3 | 0.364 | 0.38 | 35.3 | 180 | 90 | S
G EWALL SEA | STEEL-FRAMED_R-13 + R-7.5 CI_EXT-WALL | 0.3 | 0.364 | 0.38 | 23.22 | 90 | 90 | E
G GFLOOR SEA | UNHEATED - 4IN SLAB WITH CARPET_EXT-SLAB | 0.3 | 1.862 | 3.4 | 88.25 | 270 | 180
G NWALL NEA | STEEL-FRAMED_R-13 + R-7.5 CI_EXT-WALL | 0.3 | 0.364 | 0.38 | 35.3 | 0 | 90 | N
G EWALL NEA | STEEL-FRAMED_R-13 + R-7.5 CI_EXT-WALL | 0.3 | 0.364 | 0.38 | 23.22 | 90 | 90 | E
G GFLOOR NEA | UNHEATED - 4IN SLAB WITH CARPET_EXT-SLAB | 0.3 | 1.862 | 3.4 | 88.25 | 270 | 180
G NWALL N1A | STEEL-FRAMED_R-13 + R-7.5 CI_EXT-WALL | 0.3 | 0.364 | 0.38 | 35.3 | 0 | 90 | N
G GFLOOR N1A | UNHEATED - 4IN SLAB WITH CARPET_EXT-SLAB | 0.3 | 1.862 | 3.4 | 88.25 | 270 | 180
G NWALL N2A | STEEL-FRAMED_R-13 + R-7.5 CI_EXT-WALL | 0.3 | 0.364 | 0.38 | 35.3 | 0 | 90 | N
G GFLOOR N2A | UNHEATED - 4IN SLAB WITH CARPET_EXT-SLAB | 0.3 | 1.862 | 3.4 | 88.25 | 270 | 180
G SWALL S1A | STEEL-FRAMED_R-13 + R-7.5 CI_EXT-WALL | 0.3 | 0.364 | 0.38 | 35.3 | 180 | 90 | S
G GFLOOR S1A | UNHEATED - 4IN SLAB WITH CARPET_EXT-SLAB | 0.3 | 1.862 | 3.4 | 88.25 | 270 | 180
G SWALL S2A | STEEL-FRAMED_R-13 + R-7.5 CI_EXT-WALL | 0.3 | 0.364 | 0.38 | 35.3 | 180 | 90 | S
G GFLOOR S2A | UNHEATED - 4IN SLAB WITH CARPET_EXT-SLAB | 0.3 | 1.862 | 3.4 | 88.25 | 270 | 180
M WWALL SWA | STEEL-FRAMED_R-13 + R-7.5 CI_EXT-WALL | 0.3 | 0.364 | 0.38 | 46.45 | 270 | 90 | W
M SWALL SWA | STEEL-FRAMED_R-13 + R-7.5 CI_EXT-WALL | 0.3 | 0.364 | 0.38 | 70.6 | 180 | 90 | S
M NWALL NWA | STEEL-FRAMED_R-13 + R-7.5 CI_EXT-WALL | 0.3 | 0.364 | 0.38 | 70.6 | 0 | 90 | N
M WWALL NWA | STEEL-FRAMED_R-13 + R-7.5 CI_EXT-WALL | 0.3 | 0.364 | 0.38 | 46.45 | 270 | 90 | W
M EWALL SEA | STEEL-FRAMED_R-13 + R-7.5 CI_EXT-WALL | 0.3 | 0.364 | 0.38 | 46.45 | 90 | 90 | E
M SWALL SEA | STEEL-FRAMED_R-13 + R-7.5 CI_EXT-WALL | 0.3 | 0.364 | 0.38 | 70.6 | 180 | 90 | S
M NWALL NEA | STEEL-FRAMED_R-13 + R-7.5 CI_EXT-WALL | 0.3 | 0.364 | 0.38 | 70.6 | 0 | 90 | N
M EWALL NEA | STEEL-FRAMED_R-13 + R-7.5 CI_EXT-WALL | 0.3 | 0.364 | 0.38 | 46.45 | 90 | 90 | E
M NWALL N1A | STEEL-FRAMED_R-13 + R-7.5 CI_EXT-WALL | 0.3 | 0.364 | 0.38 | 70.6 | 0 | 90 | N
M NWALL N2A | STEEL-FRAMED_R-13 + R-7.5 CI_EXT-WALL | 0.3 | 0.364 | 0.38 | 70.6 | 0 | 90 | N
M SWALL S1A | STEEL-FRAMED_R-13 + R-7.5 CI_EXT-WALL | 0.3 | 0.364 | 0.38 | 70.6 | 180 | 90 | S
M SWALL S2A | STEEL-FRAMED_R-13 + R-7.5 CI_EXT-WALL | 0.3 | 0.364 | 0.38 | 70.6 | 180 | 90 | S
T WWALL SWA | STEEL-FRAMED_R-13 + R-7.5 CI_EXT-WALL | 0.3 | 0.364 | 0.38 | 23.22 | 270 | 90 | W
T SWALL SWA | STEEL-FRAMED_R-13 + R-7.5 CI_EXT-WALL | 0.3 | 0.364 | 0.38 | 35.3 | 180 | 90 | S
T ROOF SWA | IEAD_R-15 CI_ROOF | 0.3 | 0.357 | 0.38 | 88.25 | 0 | 0
T NWALL NWA | STEEL-FRAMED_R-13 + R-7.5 CI_EXT-WALL | 0.3 | 0.364 | 0.38 | 35.3 | 0 | 90 | N
T WWALL NWA | STEEL-FRAMED_R-13 + R-7.5 CI_EXT-WALL | 0.3 | 0.364 | 0.38 | 23.22 | 270 | 90 | W
T ROOF NWA | IEAD_R-15 CI_ROOF | 0.3 | 0.357 | 0.38 | 88.25 | 0 | 0
T EWALL SEA | STEEL-FRAMED_R-13 + R-7.5 CI_EXT-WALL | 0.3 | 0.364 | 0.38 | 23.22 | 90 | 90 | E
T SWALL SEA | STEEL-FRAMED_R-13 + R-7.5 CI_EXT-WALL | 0.3 | 0.364 | 0.38 | 35.3 | 180 | 90 | S
T ROOF SEA | IEAD_R-15 CI_ROOF | 0.3 | 0.357 | 0.38 | 88.25 | 0 | 0
T NWALL NEA | STEEL-FRAMED_R-13 + R-7.5 CI_EXT-WALL | 0.3 | 0.364 | 0.38 | 35.3 | 0 | 90 | N
T EWALL NEA | STEEL-FRAMED_R-13 + R-7.5 CI_EXT-WALL | 0.3 | 0.364 | 0.38 | 23.22 | 90 | 90 | E
T ROOF NEA | IEAD_R-15 CI_ROOF | 0.3 | 0.357 | 0.38 | 88.25 | 0 | 0
T NWALL N1A | STEEL-FRAMED_R-13 + R-7.5 CI_EXT-WALL | 0.3 | 0.364 | 0.38 | 35.3 | 0 | 90 | N
T ROOF N1A | IEAD_R-15 CI_ROOF | 0.3 | 0.357 | 0.38 | 88.25 | 0 | 0
T NWALL N2A | STEEL-FRAMED_R-13 + R-7.5 CI_EXT-WALL | 0.3 | 0.364 | 0.38 | 35.3 | 0 | 90 | N
T ROOF N2A | IEAD_R-15 CI_ROOF | 0.3 | 0.357 | 0.38 | 88.25 | 0 | 0
T SWALL S1A | STEEL-FRAMED_R-13 + R-7.5 CI_EXT-WALL | 0.3 | 0.364 | 0.38 | 35.3 | 180 | 90 | S
T ROOF S1A | IEAD_R-15 CI_ROOF | 0.3 | 0.357 | 0.38 | 88.25 | 0 | 0
T SWALL S2A | STEEL-FRAMED_R-13 + R-7.5 CI_EXT-WALL | 0.3 | 0.364 | 0.38 | 35.3 | 180 | 90 | S
T ROOF S2A | IEAD_R-15 CI_ROOF | 0.3 | 0.357 | 0.38 | 88.25 | 0 | 0
T WWALL C | STEEL-FRAMED_R-13 + R-7.5 CI_EXT-WALL | 0.3 | 0.364 | 0.38 | 5.11 | 270 | 90 | W
T EWALL C | STEEL-FRAMED_R-13 + R-7.5 CI_EXT-WALL | 0.3 | 0.364 | 0.38 | 5.11 | 90 | 90 | E
T ROOF C | IEAD_R-15 CI_ROOF | 0.3 | 0.357 | 0.38 | 77.66 | 0 | 0
G WWALL C | STEEL-FRAMED_R-13 + R-7.5 CI_EXT-WALL | 0.3 | 0.364 | 0.38 | 5.11 | 270 | 90 | W
G EWALL C | STEEL-FRAMED_R-13 + R-7.5 CI_EXT-WALL | 0.3 | 0.364 | 0.38 | 5.11 | 90 | 90 | E
G FLOOR C | UNHEATED - 4IN SLAB WITH CARPET_EXT-SLAB | 0.3 | 1.862 | 3.4 | 77.66 | 270 | 180
M WWALL C | STEEL-FRAMED_R-13 + R-7.5 CI_EXT-WALL | 0.3 | 0.364 | 0.38 | 10.22 | 270 | 90 | W
M EWALL C | STEEL-FRAMED_R-13 + R-7.5 CI_EXT-WALL | 0.3 | 0.364 | 0.38 | 10.22 | 90 | 90 | E
| Construction | Area of One Opening [m2] | Area of Openings [m2] | U-Factor [W/m2-K] | SHGC | Visible Transmittance | Shade Control | Parent Surface | Azimuth [deg] | Cardinal Direction
GWINDOW1 | STD_WINDOW_UVALUE_3.237_SHGC_0.39_VT_0.495 | 5.2 | 5.2 | 3.18 | 0.402 | 0.495 | No | G SWALL SWA | 180 | S
GWINDOW2 | STD_WINDOW_UVALUE_3.237_SHGC_0.39_VT_0.495_WEST | 3.34 | 3.34 | 3.18 | 0.402 | 0.495 | No | G WWALL SWA | 270 | W
GWINDOW4 | STD_WINDOW_UVALUE_3.237_SHGC_0.49_VT_0.622 | 5.2 | 5.2 | 3.18 | 0.501 | 0.622 | No | G NWALL NWA | 0 | N
GWINDOW6 | STD_WINDOW_UVALUE_3.237_SHGC_0.39_VT_0.495_WEST | 3.34 | 3.34 | 3.18 | 0.402 | 0.495 | No | G WWALL NWA | 270 | W
GWINDOW3 | STD_WINDOW_UVALUE_3.237_SHGC_0.39_VT_0.495 | 5.2 | 5.2 | 3.18 | 0.402 | 0.495 | No | G SWALL SEA | 180 | S
GWINDOW7 | STD_WINDOW_UVALUE_3.237_SHGC_0.39_VT_0.495_EAST | 3.34 | 3.34 | 3.18 | 0.402 | 0.495 | No | G EWALL SEA | 90 | E
GWINDOW5 | STD_WINDOW_UVALUE_3.237_SHGC_0.49_VT_0.622 | 5.2 | 5.2 | 3.18 | 0.501 | 0.622 | No | G NWALL NEA | 0 | N
GWINDOW8 | STD_WINDOW_UVALUE_3.237_SHGC_0.39_VT_0.495_EAST | 3.34 | 3.34 | 3.18 | 0.402 | 0.495 | No | G EWALL NEA | 90 | E
GWINDOW9 | STD_WINDOW_UVALUE_3.237_SHGC_0.49_VT_0.622 | 5.2 | 5.2 | 3.18 | 0.501 | 0.622 | No | G NWALL N1A | 0 | N
GWINDOW10 | STD_WINDOW_UVALUE_3.237_SHGC_0.49_VT_0.622 | 5.2 | 5.2 | 3.18 | 0.501 | 0.622 | No | G NWALL N2A | 0 | N
GWINDOW11 | STD_WINDOW_UVALUE_3.237_SHGC_0.39_VT_0.495 | 5.2 | 5.2 | 3.18 | 0.402 | 0.495 | No | G SWALL S1A | 180 | S
GWINDOW12 | STD_WINDOW_UVALUE_3.237_SHGC_0.39_VT_0.495 | 5.2 | 5.2 | 3.18 | 0.402 | 0.495 | No | G SWALL S2A | 180 | S
MWINDOW2 | STD_WINDOW_UVALUE_3.237_SHGC_0.39_VT_0.495_WEST | 3.34 | 6.69 | 3.18 | 0.402 | 0.495 | No | M WWALL SWA | 270 | W
MWINDOW1 | STD_WINDOW_UVALUE_3.237_SHGC_0.39_VT_0.495 | 5.2 | 10.4 | 3.18 | 0.402 | 0.495 | No | M SWALL SWA | 180 | S
MWINDOW4 | STD_WINDOW_UVALUE_3.237_SHGC_0.49_VT_0.622 | 5.2 | 10.4 | 3.18 | 0.501 | 0.622 | No | M NWALL NWA | 0 | N
MWINDOW6 | STD_WINDOW_UVALUE_3.237_SHGC_0.39_VT_0.495_WEST | 3.34 | 6.69 | 3.18 | 0.402 | 0.495 | No | M WWALL NWA | 270 | W
MWINDOW7 | STD_WINDOW_UVALUE_3.237_SHGC_0.39_VT_0.495_EAST | 3.34 | 6.69 | 3.18 | 0.402 | 0.495 | No | M EWALL SEA | 90 | E
MWINDOW3 | STD_WINDOW_UVALUE_3.237_SHGC_0.39_VT_0.495 | 5.2 | 10.4 | 3.18 | 0.402 | 0.495 | No | M SWALL SEA | 180 | S
MWINDOW5 | STD_WINDOW_UVALUE_3.237_SHGC_0.49_VT_0.622 | 5.2 | 10.4 | 3.18 | 0.501 | 0.622 | No | M NWALL NEA | 0 | N
MWINDOW8 | STD_WINDOW_UVALUE_3.237_SHGC_0.39_VT_0.495_EAST | 3.34 | 6.69 | 3.18 | 0.402 | 0.495 | No | M EWALL NEA | 90 | E
MWINDOW9 | STD_WINDOW_UVALUE_3.237_SHGC_0.49_VT_0.622 | 5.2 | 10.4 | 3.18 | 0.501 | 0.622 | No | M NWALL N1A | 0 | N
MWINDOW10 | STD_WINDOW_UVALUE_3.237_SHGC_0.49_VT_0.622 | 5.2 | 10.4 | 3.18 | 0.501 | 0.622 | No | M NWALL N2A | 0 | N
MWINDOW11 | STD_WINDOW_UVALUE_3.237_SHGC_0.39_VT_0.495 | 5.2 | 10.4 | 3.18 | 0.402 | 0.495 | No | M SWALL S1A | 180 | S
MWINDOW12 | STD_WINDOW_UVALUE_3.237_SHGC_0.39_VT_0.495 | 5.2 | 10.4 | 3.18 | 0.402 | 0.495 | No | M SWALL S2A | 180 | S
TWINDOW2 | STD_WINDOW_UVALUE_3.237_SHGC_0.39_VT_0.495_WEST | 3.34 | 3.34 | 3.18 | 0.402 | 0.495 | No | T WWALL SWA | 270 | W
TWINDOW1 | STD_WINDOW_UVALUE_3.237_SHGC_0.39_VT_0.495 | 5.2 | 5.2 | 3.18 | 0.402 | 0.495 | No | T SWALL SWA | 180 | S
TWINDOW4 | STD_WINDOW_UVALUE_3.237_SHGC_0.49_VT_0.622 | 5.2 | 5.2 | 3.18 | 0.501 | 0.622 | No | T NWALL NWA | 0 | N
TWINDOW6 | STD_WINDOW_UVALUE_3.237_SHGC_0.39_VT_0.495_WEST | 3.34 | 3.34 | 3.18 | 0.402 | 0.495 | No | T WWALL NWA | 270 | W
TWINDOW7 | STD_WINDOW_UVALUE_3.237_SHGC_0.39_VT_0.495_EAST | 3.34 | 3.34 | 3.18 | 0.402 | 0.495 | No | T EWALL SEA | 90 | E
TWINDOW3 | STD_WINDOW_UVALUE_3.237_SHGC_0.39_VT_0.495 | 5.2 | 5.2 | 3.18 | 0.402 | 0.495 | No | T SWALL SEA | 180 | S
TWINDOW5 | STD_WINDOW_UVALUE_3.237_SHGC_0.49_VT_0.622 | 5.2 | 5.2 | 3.18 | 0.501 | 0.622 | No | T NWALL NEA | 0 | N
TWINDOW8 | STD_WINDOW_UVALUE_3.237_SHGC_0.39_VT_0.495_EAST | 3.34 | 3.34 | 3.18 | 0.402 | 0.495 | No | T EWALL NEA | 90 | E
TWINDOW9 | STD_WINDOW_UVALUE_3.237_SHGC_0.49_VT_0.622 | 5.2 | 5.2 | 3.18 | 0.501 | 0.622 | No | T NWALL N1A | 0 | N
TWINDOW10 | STD_WINDOW_UVALUE_3.237_SHGC_0.49_VT_0.622 | 5.2 | 5.2 | 3.18 | 0.501 | 0.622 | No | T NWALL N2A | 0 | N
TWINDOW11 | STD_WINDOW_UVALUE_3.237_SHGC_0.39_VT_0.495 | 5.2 | 5.2 | 3.18 | 0.402 | 0.495 | No | T SWALL S1A | 180 | S
TWINDOW12 | STD_WINDOW_UVALUE_3.237_SHGC_0.39_VT_0.495 | 5.2 | 5.2 | 3.18 | 0.402 | 0.495 | No | T SWALL S2A | 180 | S
TWINDOW13 | STD_WINDOW_UVALUE_3.237_SHGC_0.39_VT_0.495_WEST | 1.11 | 1.11 | 3.18 | 0.402 | 0.495 | No | T WWALL C | 270 | W
TWINDOW14 | STD_WINDOW_UVALUE_3.237_SHGC_0.39_VT_0.495_EAST | 1.11 | 1.11 | 3.18 | 0.402 | 0.495 | No | T EWALL C | 90 | E
GWINDOW13 | STD_WINDOW_UVALUE_3.237_SHGC_0.39_VT_0.495_WEST | 1.11 | 1.11 | 3.18 | 0.402 | 0.495 | No | G WWALL C | 270 | W
EAST_DOOR | STD_WINDOW_UVALUE_3.237_SHGC_0.39_VT_0.495_EAST | 3.32 | 3.32 | 3.18 | 0.402 | 0.495 | No | G EWALL C | 90 | E
MWINDOW13 | STD_WINDOW_UVALUE_3.237_SHGC_0.39_VT_0.495_WEST | 1.11 | 2.23 | 3.18 | 0.402 | 0.495 | No | M WWALL C | 270 | W
MWINDOW14 | STD_WINDOW_UVALUE_3.237_SHGC_0.39_VT_0.495_EAST | 1.11 | 2.23 | 3.18 | 0.402 | 0.495 | No | M EWALL C | 90 | E
Total or Average |  |  | 231.09 | 3.18 | 0.438 | 0.541
North Total or Average |  |  | 83.23 | 3.18 | 0.501 | 0.622
Non-North Total or Average |  |  | 147.86 | 3.18 | 0.402 | 0.495
| Type | Nominal Capacity [W] | Nominal Efficiency [W/W]
None
| Type | Nominal Total Capacity [W] | Nominal Sensible Capacity [W] | Nominal Latent Capacity [W] | Nominal Sensible Heat Ratio | Nominal Efficiency [W/W]
SPLITSYSTEMAC:1_UNITARY_PACKAGE_COOLCOIL | Coil:Cooling:DX:SingleSpeed | 4286.27 | 3061.13 | 1225.14 | 0.71 | 3.78
SPLITSYSTEMAC:2_UNITARY_PACKAGE_COOLCOIL | Coil:Cooling:DX:SingleSpeed | 5584.51 | 3775.6 | 1808.92 | 0.68 | 3.65
SPLITSYSTEMAC:3_UNITARY_PACKAGE_COOLCOIL | Coil:Cooling:DX:SingleSpeed | 1669.87 | 1128.97 | 540.9 | 0.68 | 3.69
SPLITSYSTEMAC:4_UNITARY_PACKAGE_COOLCOIL | Coil:Cooling:DX:SingleSpeed | 4009.94 | 2711.06 | 1298.89 | 0.68 | 3.66
SPLITSYSTEMAC:5_UNITARY_PACKAGE_COOLCOIL | Coil:Cooling:DX:SingleSpeed | 3849.51 | 2602.59 | 1246.92 | 0.68 | 3.69
SPLITSYSTEMAC:6_UNITARY_PACKAGE_COOLCOIL | Coil:Cooling:DX:SingleSpeed | 3823 | 2584.66 | 1238.33 | 0.68 | 3.65
SPLITSYSTEMAC:7_UNITARY_PACKAGE_COOLCOIL | Coil:Cooling:DX:SingleSpeed | 3361.22 | 2272.46 | 1088.76 | 0.68 | 3.69
SPLITSYSTEMAC:8_UNITARY_PACKAGE_COOLCOIL | Coil:Cooling:DX:SingleSpeed | 3630.49 | 2454.52 | 1175.98 | 0.68 | 3.68
SPLITSYSTEMAC:9_UNITARY_PACKAGE_COOLCOIL | Coil:Cooling:DX:SingleSpeed | 11690.34 | 7903.64 | 3786.7 | 0.68 | 3.66
SPLITSYSTEMAC:10_UNITARY_PACKAGE_COOLCOIL | Coil:Cooling:DX:SingleSpeed | 13140.77 | 8884.25 | 4256.52 | 0.68 | 3.67
SPLITSYSTEMAC:11_UNITARY_PACKAGE_COOLCOIL | Coil:Cooling:DX:SingleSpeed | 9211.84 | 6227.97 | 2983.87 | 0.68 | 3.66
SPLITSYSTEMAC:12_UNITARY_PACKAGE_COOLCOIL | Coil:Cooling:DX:SingleSpeed | 8825.47 | 5966.75 | 2858.72 | 0.68 | 3.61
SPLITSYSTEMAC:13_UNITARY_PACKAGE_COOLCOIL | Coil:Cooling:DX:SingleSpeed | 8522.31 | 5761.79 | 2760.52 | 0.68 | 3.6
SPLITSYSTEMAC:14_UNITARY_PACKAGE_COOLCOIL | Coil:Cooling:DX:SingleSpeed | 8467.03 | 5724.41 | 2742.61 | 0.68 | 3.6
SPLITSYSTEMAC:15_UNITARY_PACKAGE_COOLCOIL | Coil:Cooling:DX:SingleSpeed | 7478.8 | 5056.29 | 2422.51 | 0.68 | 3.6
SPLITSYSTEMAC:16_UNITARY_PACKAGE_COOLCOIL | Coil:Cooling:DX:SingleSpeed | 7422.26 | 5018.07 | 2404.2 | 0.68 | 3.6
SPLITSYSTEMAC:17_UNITARY_PACKAGE_COOLCOIL | Coil:Cooling:DX:SingleSpeed | 7981.55 | 5555.19 | 2426.36 | 0.7 | 3.66
SPLITSYSTEMAC:18_UNITARY_PACKAGE_COOLCOIL | Coil:Cooling:DX:SingleSpeed | 9033.79 | 6276.87 | 2756.91 | 0.69 | 3.65
SPLITSYSTEMAC:19_UNITARY_PACKAGE_COOLCOIL | Coil:Cooling:DX:SingleSpeed | 6717.82 | 4549.76 | 2168.06 | 0.68 | 3.6
SPLITSYSTEMAC:20_UNITARY_PACKAGE_COOLCOIL | Coil:Cooling:DX:SingleSpeed | 6676.45 | 4570.97 | 2105.48 | 0.68 | 3.63
SPLITSYSTEMAC:21_UNITARY_PACKAGE_COOLCOIL | Coil:Cooling:DX:SingleSpeed | 6762.09 | 4571.8 | 2190.28 | 0.68 | 3.6
SPLITSYSTEMAC:22_UNITARY_PACKAGE_COOLCOIL | Coil:Cooling:DX:SingleSpeed | 6725.44 | 4546.96 | 2178.48 | 0.68 | 3.66
SPLITSYSTEMAC:23_UNITARY_PACKAGE_COOLCOIL | Coil:Cooling:DX:SingleSpeed | 6107.28 | 4129.03 | 1978.25 | 0.68 | 3.64
SPLITSYSTEMAC:24_UNITARY_PACKAGE_COOLCOIL | Coil:Cooling:DX:SingleSpeed | 6072.1 | 4105.25 | 1966.86 | 0.68 | 3.61
| Type | Nominal Total Capacity [W] | Nominal Efficiency [W/W]
T CORRIDOR UNIT HEATER COIL | Coil:Heating:Electric | 0 | 1
G CORRIDOR UNIT HEATER COIL | Coil:Heating:Electric | 0 | 1
M CORRIDOR UNIT HEATER COIL | Coil:Heating:Electric | 0 | 1
SPLITSYSTEMAC:1_UNITARY_PACKAGE_HEATCOIL | Coil:Heating:Gas | 3049.72 | 0.8
SPLITSYSTEMAC:2_UNITARY_PACKAGE_HEATCOIL | Coil:Heating:Gas | 6941.36 | 0.8
SPLITSYSTEMAC:3_UNITARY_PACKAGE_HEATCOIL | Coil:Heating:Gas | 1206.63 | 0.8
SPLITSYSTEMAC:4_UNITARY_PACKAGE_HEATCOIL | Coil:Heating:Gas | 6789.61 | 0.8
SPLITSYSTEMAC:5_UNITARY_PACKAGE_HEATCOIL | Coil:Heating:Gas | 6789.61 | 0.8
SPLITSYSTEMAC:6_UNITARY_PACKAGE_HEATCOIL | Coil:Heating:Gas | 6789.61 | 0.8
SPLITSYSTEMAC:7_UNITARY_PACKAGE_HEATCOIL | Coil:Heating:Gas | 6789.61 | 0.8
SPLITSYSTEMAC:8_UNITARY_PACKAGE_HEATCOIL | Coil:Heating:Gas | 6789.61 | 0.8
SPLITSYSTEMAC:9_UNITARY_PACKAGE_HEATCOIL | Coil:Heating:Gas | 13579.22 | 0.8
SPLITSYSTEMAC:10_UNITARY_PACKAGE_HEATCOIL | Coil:Heating:Gas | 16031.65 | 0.8
SPLITSYSTEMAC:11_UNITARY_PACKAGE_HEATCOIL | Coil:Heating:Gas | 13579.22 | 0.8
SPLITSYSTEMAC:12_UNITARY_PACKAGE_HEATCOIL | Coil:Heating:Gas | 13579.22 | 0.8
SPLITSYSTEMAC:13_UNITARY_PACKAGE_HEATCOIL | Coil:Heating:Gas | 13579.22 | 0.8
SPLITSYSTEMAC:14_UNITARY_PACKAGE_HEATCOIL | Coil:Heating:Gas | 13579.22 | 0.8
SPLITSYSTEMAC:15_UNITARY_PACKAGE_HEATCOIL | Coil:Heating:Gas | 13579.22 | 0.8
SPLITSYSTEMAC:16_UNITARY_PACKAGE_HEATCOIL | Coil:Heating:Gas | 13579.22 | 0.8
SPLITSYSTEMAC:17_UNITARY_PACKAGE_HEATCOIL | Coil:Heating:Gas | 7873.13 | 0.8
SPLITSYSTEMAC:18_UNITARY_PACKAGE_HEATCOIL | Coil:Heating:Gas | 10407.94 | 0.8
SPLITSYSTEMAC:19_UNITARY_PACKAGE_HEATCOIL | Coil:Heating:Gas | 7148.3 | 0.8
SPLITSYSTEMAC:20_UNITARY_PACKAGE_HEATCOIL | Coil:Heating:Gas | 7041.41 | 0.8
SPLITSYSTEMAC:21_UNITARY_PACKAGE_HEATCOIL | Coil:Heating:Gas | 7775.19 | 0.8
SPLITSYSTEMAC:22_UNITARY_PACKAGE_HEATCOIL | Coil:Heating:Gas | 7774.78 | 0.8
SPLITSYSTEMAC:23_UNITARY_PACKAGE_HEATCOIL | Coil:Heating:Gas | 6789.61 | 0.8
SPLITSYSTEMAC:24_UNITARY_PACKAGE_HEATCOIL | Coil:Heating:Gas | 6789.61 | 0.8
| Type | Total Efficiency [W/W] | Delta Pressure [pa] | Max Flow Rate [m3/s] | Rated Power [W] | Motor Heat In Air Fraction | End Use
T CORRIDOR UNIT HEATERFAN | Fan:ConstantVolume | 0.54 | 49.8 | 0 | 0 | 1 | Unit Heater Fans
G CORRIDOR UNIT HEATERFAN | Fan:ConstantVolume | 0.54 | 49.8 | 0 | 0 | 1 | Unit Heater Fans
M CORRIDOR UNIT HEATERFAN | Fan:ConstantVolume | 0.54 | 49.8 | 0 | 0 | 1 | Unit Heater Fans
SPLITSYSTEMAC:1_UNITARY_PACKAGE_FAN | Fan:OnOff | 0.54 | 622 | 0.2 | 231.32 | 1 | Unitary Fans
SPLITSYSTEMAC:2_UNITARY_PACKAGE_FAN | Fan:OnOff | 0.54 | 622 | 0.22 | 260.85 | 1 | Unitary Fans
SPLITSYSTEMAC:3_UNITARY_PACKAGE_FAN | Fan:OnOff | 0.54 | 622 | 0.07 | 78 | 1 | Unitary Fans
SPLITSYSTEMAC:4_UNITARY_PACKAGE_FAN | Fan:OnOff | 0.54 | 622 | 0.16 | 187.3 | 1 | Unitary Fans
SPLITSYSTEMAC:5_UNITARY_PACKAGE_FAN | Fan:OnOff | 0.54 | 622 | 0.16 | 179.81 | 1 | Unitary Fans
SPLITSYSTEMAC:6_UNITARY_PACKAGE_FAN | Fan:OnOff | 0.54 | 622 | 0.15 | 178.57 | 1 | Unitary Fans
SPLITSYSTEMAC:7_UNITARY_PACKAGE_FAN | Fan:OnOff | 0.54 | 622 | 0.14 | 157 | 1 | Unitary Fans
SPLITSYSTEMAC:8_UNITARY_PACKAGE_FAN | Fan:OnOff | 0.54 | 622 | 0.15 | 169.58 | 1 | Unitary Fans
SPLITSYSTEMAC:9_UNITARY_PACKAGE_FAN | Fan:OnOff | 0.54 | 622 | 0.47 | 546.05 | 1 | Unitary Fans
SPLITSYSTEMAC:10_UNITARY_PACKAGE_FAN | Fan:OnOff | 0.54 | 622 | 0.53 | 613.8 | 1 | Unitary Fans
SPLITSYSTEMAC:11_UNITARY_PACKAGE_FAN | Fan:OnOff | 0.54 | 622 | 0.37 | 430.28 | 1 | Unitary Fans
SPLITSYSTEMAC:12_UNITARY_PACKAGE_FAN | Fan:OnOff | 0.59 | 622 | 0.36 | 373.73 | 1 | Unitary Fans
SPLITSYSTEMAC:13_UNITARY_PACKAGE_FAN | Fan:OnOff | 0.59 | 622 | 0.34 | 360.89 | 1 | Unitary Fans
SPLITSYSTEMAC:14_UNITARY_PACKAGE_FAN | Fan:OnOff | 0.59 | 622 | 0.34 | 358.55 | 1 | Unitary Fans
SPLITSYSTEMAC:15_UNITARY_PACKAGE_FAN | Fan:OnOff | 0.59 | 622 | 0.3 | 316.7 | 1 | Unitary Fans
SPLITSYSTEMAC:16_UNITARY_PACKAGE_FAN | Fan:OnOff | 0.59 | 622 | 0.3 | 314.31 | 1 | Unitary Fans
SPLITSYSTEMAC:17_UNITARY_PACKAGE_FAN | Fan:OnOff | 0.59 | 622 | 0.35 | 365.46 | 1 | Unitary Fans
SPLITSYSTEMAC:18_UNITARY_PACKAGE_FAN | Fan:OnOff | 0.59 | 622 | 0.39 | 411.8 | 1 | Unitary Fans
SPLITSYSTEMAC:19_UNITARY_PACKAGE_FAN | Fan:OnOff | 0.59 | 622 | 0.27 | 285.85 | 1 | Unitary Fans
SPLITSYSTEMAC:20_UNITARY_PACKAGE_FAN | Fan:OnOff | 0.59 | 622 | 0.28 | 292.6 | 1 | Unitary Fans
SPLITSYSTEMAC:21_UNITARY_PACKAGE_FAN | Fan:OnOff | 0.59 | 622 | 0.27 | 286.36 | 1 | Unitary Fans
SPLITSYSTEMAC:22_UNITARY_PACKAGE_FAN | Fan:OnOff | 0.54 | 622 | 0.27 | 314.14 | 1 | Unitary Fans
SPLITSYSTEMAC:23_UNITARY_PACKAGE_FAN | Fan:OnOff | 0.57 | 622 | 0.25 | 268.97 | 1 | Unitary Fans
SPLITSYSTEMAC:24_UNITARY_PACKAGE_FAN | Fan:OnOff | 0.57 | 622 | 0.24 | 267.42 | 1 | Unitary Fans
| Type | Control | Head [pa] | Power [W] | Motor Efficiency [W/W]
SWHSYS1 PUMP | Pump:VariableSpeed | INTERMITTENT | 0.01 | 0 | 1
| Type | Storage Volume [m3] | Input [W] | Thermal Efficiency [W/W] | Recovery Efficiency [W/W] | Energy Factor
SWHSYS1 WATER HEATER | WaterHeater:Mixed | 0 | 211500 | 0.8 | 704.88 | 0.55
| CO2:FACILITY [kg] | NOX:FACILITY [kg] | SO2:FACILITY [kg] | PM:FACILITY [kg] | HG:FACILITY [kg] | WATERENVIRONMENTALFACTORS:FACILITY [L] | CARBON EQUIVALENT:FACILITY [kg]
January | 19506.5369 | 30.5077 | 70.7672 | 0 | 0.0003 | 4398.8947 | 7921.794
February | 15720.5831 | 25.541 | 62.3019 | 0 | 0.0003 | 3873.1557 | 6471.5468
March | 14408.1209 | 25.4202 | 68.2073 | 0 | 0.0003 | 4241.1811 | 6115.1869
April | 12906.2395 | 23.8057 | 66.814 | 0 | 0.0003 | 4154.9265 | 5572.4133
May | 14974.9671 | 28.3447 | 81.5164 | 0 | 0.0003 | 5069.4682 | 6531.7324
June | 18485.9391 | 35.5745 | 103.8545 | 0 | 0.0004 | 6458.8495 | 8116.5593
July | 21192.0454 | 41.0378 | 120.4691 | 0 | 0.0005 | 7492.2173 | 9328.0977
August | 21221.2017 | 41.122 | 120.7878 | 0 | 0.0005 | 7512.0474 | 9343.4646
September | 16184.976 | 31.0379 | 90.328 | 0 | 0.0004 | 5617.5884 | 7096.3544
October | 14733.079 | 27.626 | 78.7598 | 0 | 0.0003 | 4897.9524 | 6402.3821
November | 14266.8394 | 25.4891 | 69.2956 | 0 | 0.0003 | 4308.968 | 6084.3204
December | 17548.9419 | 28.594 | 70.0036 | 0 | 0.0003 | 4351.9917 | 7231.7587
Annual Sum or Average | 201149.47 | 364.1007 | 1003.1053 | 0 | 0.0041 | 62377.2409 | 86215.6108
Minimum of Months | 12906.2395 | 23.8057 | 62.3019 | 0 | 0.0003 | 3873.1557 | 5572.4133
Maximum of Months | 21221.2017 | 41.122 | 120.7878 | 0 | 0.0005 | 7512.0474 | 9343.4646
| ELECTRICITY:FACILITY [J] | ELECTRICITY:FACILITY {Maximum}[W] | ELECTRICITY:FACILITY {TIMESTAMP} | INTERIORLIGHTS:ELECTRICITY {AT MAX/MIN} [W] | INTERIOREQUIPMENT:ELECTRICITY {AT MAX/MIN} [W] | FANS:ELECTRICITY {AT MAX/MIN} [W] | HEATING:ELECTRICITY {AT MAX/MIN} [W] | COOLING:ELECTRICITY {AT MAX/MIN} [W] | EXTERIORLIGHTS:ELECTRICITY {AT MAX/MIN} [W] | PUMPS:ELECTRICITY {AT MAX/MIN} [W] | HEATREJECTION:ELECTRICITY [Invalid/Undefined] | EXTERIOREQUIPMENT:ELECTRICITY [Invalid/Undefined] | HUMIDIFICATION:ELECTRICITY [Invalid/Undefined] | HEATRECOVERY:ELECTRICITY [Invalid/Undefined] | WATERSYSTEMS:ELECTRICITY [Invalid/Undefined] | REFRIGERATION:ELECTRICITY [Invalid/Undefined] | GENERATORS:ELECTRICITY [Invalid/Undefined] | ELECTRICITYPRODUCED:FACILITY [Invalid/Undefined]
January | 69750700000 | 45029.449 | 17-JAN-18:00 | 10630.253 | 23210.456 | 2889.274 | 0 | 0 | 8299.466 | 0 | 0 | 0 | 0 | 0 | 0 | 0 | 0 | 0
February | 61414300000 | 43373.533 | 16-FEB-18:15 | 10630.253 | 23210.456 | 325.147 | 0 | 908.211 | 8299.466 | 0 | 0 | 0 | 0 | 0 | 0 | 0 | 0 | 0
March | 67249900000 | 48325.21 | 09-MAR-18:00 | 10630.253 | 23210.456 | 996.846 | 0 | 5188.189 | 8299.466 | 0 | 0 | 0 | 0 | 0 | 0 | 0 | 0 | 0
April | 65882200000 | 55955.76 | 05-APR-18:30 | 12294.589 | 20556.855 | 2455.554 | 0 | 12349.296 | 8299.466 | 0 | 0 | 0 | 0 | 0 | 0 | 0 | 0 | 0
May | 80383500000 | 63295.446 | 15-MAY-17:15 | 10630.253 | 23210.456 | 4494.07 | 0 | 24960.668 | 0 | 0 | 0 | 0 | 0 | 0 | 0 | 0 | 0 | 0
June | 102414000000 | 84041.831 | 30-JUN-17:15 | 10630.253 | 23210.456 | 7098.351 | 0 | 43102.772 | 0 | 0 | 0 | 0 | 0 | 0 | 0 | 0 | 0 | 0
July | 118800000000 | 86414.779 | 24-JUL-19:30 | 12443.002 | 19968.13 | 6771.77 | 0 | 38932.411 | 8299.466 | 0 | 0 | 0 | 0 | 0 | 0 | 0 | 0 | 0
August | 119114000000 | 88093.449 | 17-AUG-18:00 | 12294.589 | 20556.855 | 6941.798 | 0 | 40000.74 | 8299.466 | 0 | 0 | 0 | 0 | 0 | 0 | 0 | 0 | 0
September | 89074800000 | 68580.743 | 09-SEP-18:30 | 12294.589 | 20556.855 | 4242.932 | 0 | 23186.9 | 8299.466 | 0 | 0 | 0 | 0 | 0 | 0 | 0 | 0 | 0
October | 77663900000 | 62622.083 | 20-OCT-17:30 | 10630.253 | 23210.456 | 3130.222 | 0 | 17351.686 | 8299.466 | 0 | 0 | 0 | 0 | 0 | 0 | 0 | 0 | 0
November | 68324700000 | 55344.053 | 04-NOV-18:30 | 10630.253 | 23210.456 | 2126.818 | 0 | 11077.06 | 8299.466 | 0 | 0 | 0 | 0 | 0 | 0 | 0 | 0 | 0
December | 69006900000 | 43427.824 | 20-DEC-18:00 | 10630.253 | 23210.456 | 1287.65 | 0 | 0 | 8299.466 | 0 | 0 | 0 | 0 | 0 | 0 | 0 | 0 | 0
Annual Sum or Average | 989079000000 | [9 empty] | 0 | 0 | 0 | 0 | 0 | 0 | 0 | 0
Minimum of Months | 61414300000 | 43373.533 |  | 10630.253 | 19968.13 | 325.147 | 0 | 0 | 0 | 0 | 0 | 0 | 0 | 0 | 0 | 0 | 0 | 0
Maximum of Months | 119114000000 | 88093.449 |  | 12443.002 | 23210.456 | 7098.351 | 0 | 43102.772 | 8299.466 | 0 | 0 | 0 | 0 | 0 | 0 | 0 | 0 | 0
| Electric | Gas | Other | Total
Cost ($) | 19847.63 | 6610.82 | 0 | 26458.45
Cost per Total Building Area ($/m2) | 6.33 | 2.11 | 0 | 8.44
Cost per Net Conditioned Building Area ($/m2) | 6.33 | 2.11 | 0 | 8.44

## Albuquerque (hidden)
| Total Energy [GJ] | Energy Per Total Building Area [MJ/m2] | Energy Per Conditioned Building Area [MJ/m2]
Total Site Energy | 1469.43 | 468.78 | 468.78
Net Site Energy | 1469.43 | 468.78 | 468.78
Total Source Energy | 3742.14 | 1193.82 | 1193.82
Net Source Energy | 3742.14 | 1193.82 | 1193.82
Area [m2]
Total Building Area | 3134.59
Net Conditioned Building Area | 3134.59
Unconditioned Building Area | 0
| Electricity [GJ] | Natural Gas [GJ] | Other Fuel [GJ] | District Cooling [GJ] | District Heating [GJ] | Water [m3]
Heating | 0 | 183.05 | 0 | 0 | 0 | 0
Cooling | 151.43 | 0 | 0 | 0 | 0 | 0
Interior Lighting | 173.35 | 0 | 0 | 0 | 0 | 0
Exterior Lighting | 130.41 | 0 | 0 | 0 | 0 | 0
Interior Equipment | 449.59 | 0 | 0 | 0 | 0 | 0
Exterior Equipment | 0 | 0 | 0 | 0 | 0 | 0
Fans | 55.47 | 0 | 0 | 0 | 0 | 0
Pumps | 0 | 0 | 0 | 0 | 0 | 0
Heat Rejection | 0 | 0 | 0 | 0 | 0 | 0
Humidification | 0 | 0 | 0 | 0 | 0 | 0
Heat Recovery | 0 | 0 | 0 | 0 | 0 | 0
Water Systems | 0 | 326.13 | 0 | 0 | 0 | 1874.65
Refrigeration | 0 | 0 | 0 | 0 | 0 | 0
Generators | 0 | 0 | 0 | 0 | 0 | 0
Total End Uses | 960.25 | 509.18 | 0 | 0 | 0 | 1874.65
| Area [m2] | Conditioned (Y/N) | Volume [m3] | Multipliers | Gross Wall Area [m2] | Window Glass Area [m2] | Lighting [W/m2] | People [m2] per person | Plug and Process [W/m2]
G SW APARTMENT | 88.25 | Yes | 268.96 | 1 | 58.52 | 8.55 | 3.875 | 35.3 | 5.38
G NW APARTMENT | 88.25 | Yes | 268.96 | 1 | 58.52 | 8.55 | 3.875 | 35.3 | 5.38
OFFICE | 88.25 | Yes | 268.96 | 1 | 58.52 | 8.55 | 10.76 | 44.12 | 12.9
G NE APARTMENT | 88.25 | Yes | 268.96 | 1 | 58.52 | 8.55 | 3.875 | 35.3 | 5.38
G N1 APARTMENT | 88.25 | Yes | 268.96 | 1 | 35.3 | 5.2 | 3.875 | 35.3 | 5.38
G N2 APARTMENT | 88.25 | Yes | 268.96 | 1 | 35.3 | 5.2 | 3.875 | 35.3 | 5.38
G S1 APARTMENT | 88.25 | Yes | 268.96 | 1 | 35.3 | 5.2 | 3.875 | 35.3 | 5.38
G S2 APARTMENT | 88.25 | Yes | 268.96 | 1 | 35.3 | 5.2 | 3.875 | 35.3 | 5.38
M SW APARTMENT | 88.25 | Yes | 268.96 | 2 | 58.52 | 8.55 | 3.875 | 35.3 | 5.38
M NW APARTMENT | 88.25 | Yes | 268.96 | 2 | 58.52 | 8.55 | 3.875 | 35.3 | 5.38
M SE APARTMENT | 88.25 | Yes | 268.96 | 2 | 58.52 | 8.55 | 3.875 | 35.3 | 5.38
M NE APARTMENT | 88.25 | Yes | 268.96 | 2 | 58.52 | 8.55 | 3.875 | 35.3 | 5.38
M N1 APARTMENT | 88.25 | Yes | 268.96 | 2 | 35.3 | 5.2 | 3.875 | 35.3 | 5.38
M N2 APARTMENT | 88.25 | Yes | 268.96 | 2 | 35.3 | 5.2 | 3.875 | 35.3 | 5.38
M S1 APARTMENT | 88.25 | Yes | 268.96 | 2 | 35.3 | 5.2 | 3.875 | 35.3 | 5.38
M S2 APARTMENT | 88.25 | Yes | 268.96 | 2 | 35.3 | 5.2 | 3.875 | 35.3 | 5.38
T SW APARTMENT | 88.25 | Yes | 268.96 | 1 | 58.52 | 8.55 | 3.875 | 35.3 | 5.38
T NW APARTMENT | 88.25 | Yes | 268.96 | 1 | 58.52 | 8.55 | 3.875 | 35.3 | 5.38
T SE APARTMENT | 88.25 | Yes | 268.96 | 1 | 58.52 | 8.55 | 3.875 | 35.3 | 5.38
T NE APARTMENT | 88.25 | Yes | 268.96 | 1 | 58.52 | 8.55 | 3.875 | 35.3 | 5.38
T N1 APARTMENT | 88.25 | Yes | 268.96 | 1 | 35.3 | 5.2 | 3.875 | 35.3 | 5.38
T N2 APARTMENT | 88.25 | Yes | 268.96 | 1 | 35.3 | 5.2 | 3.875 | 35.3 | 5.38
T S1 APARTMENT | 88.25 | Yes | 268.96 | 1 | 35.3 | 5.2 | 3.875 | 35.3 | 5.38
T S2 APARTMENT | 88.25 | Yes | 268.96 | 1 | 35.3 | 5.2 | 3.875 | 35.3 | 5.38
T CORRIDOR | 77.66 | Yes | 236.69 | 1 | 10.22 | 2.23 | 5.38 |  | 0
G CORRIDOR | 77.66 | Yes | 236.69 | 1 | 10.22 | 4.43 | 5.38 |  | 209.035
M CORRIDOR | 77.66 | Yes | 236.69 | 2 | 10.22 | 2.23 | 5.38 |  | 0
Total | 3134.59 |  | 9553.6 |  | 1542.01 | 231.09 | 4.218 | 39.43 | 10.2373
Conditioned Total | 3134.59 |  | 9553.6 |  | 1542.01 | 231.09 | 4.218 | 39.43 | 10.2373
Unconditioned Total | 0 |  | 0 |  | 0 | 0
| Construction | Reflectance | U-Factor with Film [W/m2-K] | U-Factor no Film [W/m2-K] | Gross Area [m2] | Azimuth [deg] | Tilt [deg] | Cardinal Direction
G SWALL SWA | STEEL-FRAMED_R-13 + R-7.5 CI_EXT-WALL | 0.3 | 0.364 | 0.38 | 35.3 | 180 | 90 | S
G WWALL SWA | STEEL-FRAMED_R-13 + R-7.5 CI_EXT-WALL | 0.3 | 0.364 | 0.38 | 23.22 | 270 | 90 | W
G GFLOOR SWA | UNHEATED - 4IN SLAB WITH CARPET_EXT-SLAB | 0.3 | 1.862 | 3.4 | 88.25 | 270 | 180
G NWALL NWA | STEEL-FRAMED_R-13 + R-7.5 CI_EXT-WALL | 0.3 | 0.364 | 0.38 | 35.3 | 0 | 90 | N
G WWALL NWA | STEEL-FRAMED_R-13 + R-7.5 CI_EXT-WALL | 0.3 | 0.364 | 0.38 | 23.22 | 270 | 90 | W
G GFLOOR NWA | UNHEATED - 4IN SLAB WITH CARPET_EXT-SLAB | 0.3 | 1.862 | 3.4 | 88.25 | 270 | 180
G SWALL SEA | STEEL-FRAMED_R-13 + R-7.5 CI_EXT-WALL | 0.3 | 0.364 | 0.38 | 35.3 | 180 | 90 | S
G EWALL SEA | STEEL-FRAMED_R-13 + R-7.5 CI_EXT-WALL | 0.3 | 0.364 | 0.38 | 23.22 | 90 | 90 | E
G GFLOOR SEA | UNHEATED - 4IN SLAB WITH CARPET_EXT-SLAB | 0.3 | 1.862 | 3.4 | 88.25 | 270 | 180
G NWALL NEA | STEEL-FRAMED_R-13 + R-7.5 CI_EXT-WALL | 0.3 | 0.364 | 0.38 | 35.3 | 0 | 90 | N
G EWALL NEA | STEEL-FRAMED_R-13 + R-7.5 CI_EXT-WALL | 0.3 | 0.364 | 0.38 | 23.22 | 90 | 90 | E
G GFLOOR NEA | UNHEATED - 4IN SLAB WITH CARPET_EXT-SLAB | 0.3 | 1.862 | 3.4 | 88.25 | 270 | 180
G NWALL N1A | STEEL-FRAMED_R-13 + R-7.5 CI_EXT-WALL | 0.3 | 0.364 | 0.38 | 35.3 | 0 | 90 | N
G GFLOOR N1A | UNHEATED - 4IN SLAB WITH CARPET_EXT-SLAB | 0.3 | 1.862 | 3.4 | 88.25 | 270 | 180
G NWALL N2A | STEEL-FRAMED_R-13 + R-7.5 CI_EXT-WALL | 0.3 | 0.364 | 0.38 | 35.3 | 0 | 90 | N
G GFLOOR N2A | UNHEATED - 4IN SLAB WITH CARPET_EXT-SLAB | 0.3 | 1.862 | 3.4 | 88.25 | 270 | 180
G SWALL S1A | STEEL-FRAMED_R-13 + R-7.5 CI_EXT-WALL | 0.3 | 0.364 | 0.38 | 35.3 | 180 | 90 | S
G GFLOOR S1A | UNHEATED - 4IN SLAB WITH CARPET_EXT-SLAB | 0.3 | 1.862 | 3.4 | 88.25 | 270 | 180
G SWALL S2A | STEEL-FRAMED_R-13 + R-7.5 CI_EXT-WALL | 0.3 | 0.364 | 0.38 | 35.3 | 180 | 90 | S
G GFLOOR S2A | UNHEATED - 4IN SLAB WITH CARPET_EXT-SLAB | 0.3 | 1.862 | 3.4 | 88.25 | 270 | 180
M WWALL SWA | STEEL-FRAMED_R-13 + R-7.5 CI_EXT-WALL | 0.3 | 0.364 | 0.38 | 46.45 | 270 | 90 | W
M SWALL SWA | STEEL-FRAMED_R-13 + R-7.5 CI_EXT-WALL | 0.3 | 0.364 | 0.38 | 70.6 | 180 | 90 | S
M NWALL NWA | STEEL-FRAMED_R-13 + R-7.5 CI_EXT-WALL | 0.3 | 0.364 | 0.38 | 70.6 | 0 | 90 | N
M WWALL NWA | STEEL-FRAMED_R-13 + R-7.5 CI_EXT-WALL | 0.3 | 0.364 | 0.38 | 46.45 | 270 | 90 | W
M EWALL SEA | STEEL-FRAMED_R-13 + R-7.5 CI_EXT-WALL | 0.3 | 0.364 | 0.38 | 46.45 | 90 | 90 | E
M SWALL SEA | STEEL-FRAMED_R-13 + R-7.5 CI_EXT-WALL | 0.3 | 0.364 | 0.38 | 70.6 | 180 | 90 | S
M NWALL NEA | STEEL-FRAMED_R-13 + R-7.5 CI_EXT-WALL | 0.3 | 0.364 | 0.38 | 70.6 | 0 | 90 | N
M EWALL NEA | STEEL-FRAMED_R-13 + R-7.5 CI_EXT-WALL | 0.3 | 0.364 | 0.38 | 46.45 | 90 | 90 | E
M NWALL N1A | STEEL-FRAMED_R-13 + R-7.5 CI_EXT-WALL | 0.3 | 0.364 | 0.38 | 70.6 | 0 | 90 | N
M NWALL N2A | STEEL-FRAMED_R-13 + R-7.5 CI_EXT-WALL | 0.3 | 0.364 | 0.38 | 70.6 | 0 | 90 | N
M SWALL S1A | STEEL-FRAMED_R-13 + R-7.5 CI_EXT-WALL | 0.3 | 0.364 | 0.38 | 70.6 | 180 | 90 | S
M SWALL S2A | STEEL-FRAMED_R-13 + R-7.5 CI_EXT-WALL | 0.3 | 0.364 | 0.38 | 70.6 | 180 | 90 | S
T WWALL SWA | STEEL-FRAMED_R-13 + R-7.5 CI_EXT-WALL | 0.3 | 0.364 | 0.38 | 23.22 | 270 | 90 | W
T SWALL SWA | STEEL-FRAMED_R-13 + R-7.5 CI_EXT-WALL | 0.3 | 0.364 | 0.38 | 35.3 | 180 | 90 | S
T ROOF SWA | IEAD_R-15 CI_ROOF | 0.3 | 0.357 | 0.38 | 88.25 | 0 | 0
T NWALL NWA | STEEL-FRAMED_R-13 + R-7.5 CI_EXT-WALL | 0.3 | 0.364 | 0.38 | 35.3 | 0 | 90 | N
T WWALL NWA | STEEL-FRAMED_R-13 + R-7.5 CI_EXT-WALL | 0.3 | 0.364 | 0.38 | 23.22 | 270 | 90 | W
T ROOF NWA | IEAD_R-15 CI_ROOF | 0.3 | 0.357 | 0.38 | 88.25 | 0 | 0
T EWALL SEA | STEEL-FRAMED_R-13 + R-7.5 CI_EXT-WALL | 0.3 | 0.364 | 0.38 | 23.22 | 90 | 90 | E
T SWALL SEA | STEEL-FRAMED_R-13 + R-7.5 CI_EXT-WALL | 0.3 | 0.364 | 0.38 | 35.3 | 180 | 90 | S
T ROOF SEA | IEAD_R-15 CI_ROOF | 0.3 | 0.357 | 0.38 | 88.25 | 0 | 0
T NWALL NEA | STEEL-FRAMED_R-13 + R-7.5 CI_EXT-WALL | 0.3 | 0.364 | 0.38 | 35.3 | 0 | 90 | N
T EWALL NEA | STEEL-FRAMED_R-13 + R-7.5 CI_EXT-WALL | 0.3 | 0.364 | 0.38 | 23.22 | 90 | 90 | E
T ROOF NEA | IEAD_R-15 CI_ROOF | 0.3 | 0.357 | 0.38 | 88.25 | 0 | 0
T NWALL N1A | STEEL-FRAMED_R-13 + R-7.5 CI_EXT-WALL | 0.3 | 0.364 | 0.38 | 35.3 | 0 | 90 | N
T ROOF N1A | IEAD_R-15 CI_ROOF | 0.3 | 0.357 | 0.38 | 88.25 | 0 | 0
T NWALL N2A | STEEL-FRAMED_R-13 + R-7.5 CI_EXT-WALL | 0.3 | 0.364 | 0.38 | 35.3 | 0 | 90 | N
T ROOF N2A | IEAD_R-15 CI_ROOF | 0.3 | 0.357 | 0.38 | 88.25 | 0 | 0
T SWALL S1A | STEEL-FRAMED_R-13 + R-7.5 CI_EXT-WALL | 0.3 | 0.364 | 0.38 | 35.3 | 180 | 90 | S
T ROOF S1A | IEAD_R-15 CI_ROOF | 0.3 | 0.357 | 0.38 | 88.25 | 0 | 0
T SWALL S2A | STEEL-FRAMED_R-13 + R-7.5 CI_EXT-WALL | 0.3 | 0.364 | 0.38 | 35.3 | 180 | 90 | S
T ROOF S2A | IEAD_R-15 CI_ROOF | 0.3 | 0.357 | 0.38 | 88.25 | 0 | 0
T WWALL C | STEEL-FRAMED_R-13 + R-7.5 CI_EXT-WALL | 0.3 | 0.364 | 0.38 | 5.11 | 270 | 90 | W
T EWALL C | STEEL-FRAMED_R-13 + R-7.5 CI_EXT-WALL | 0.3 | 0.364 | 0.38 | 5.11 | 90 | 90 | E
T ROOF C | IEAD_R-15 CI_ROOF | 0.3 | 0.357 | 0.38 | 77.66 | 0 | 0
G WWALL C | STEEL-FRAMED_R-13 + R-7.5 CI_EXT-WALL | 0.3 | 0.364 | 0.38 | 5.11 | 270 | 90 | W
G EWALL C | STEEL-FRAMED_R-13 + R-7.5 CI_EXT-WALL | 0.3 | 0.364 | 0.38 | 5.11 | 90 | 90 | E
G FLOOR C | UNHEATED - 4IN SLAB WITH CARPET_EXT-SLAB | 0.3 | 1.862 | 3.4 | 77.66 | 270 | 180
M WWALL C | STEEL-FRAMED_R-13 + R-7.5 CI_EXT-WALL | 0.3 | 0.364 | 0.38 | 10.22 | 270 | 90 | W
M EWALL C | STEEL-FRAMED_R-13 + R-7.5 CI_EXT-WALL | 0.3 | 0.364 | 0.38 | 10.22 | 90 | 90 | E
| Construction | Area of One Opening [m2] | Area of Openings [m2] | U-Factor [W/m2-K] | SHGC | Visible Transmittance | Shade Control | Parent Surface | Azimuth [deg] | Cardinal Direction
GWINDOW1 | STD_WINDOW_UVALUE_3.237_SHGC_0.39_VT_0.495 | 5.2 | 5.2 | 3.18 | 0.402 | 0.495 | No | G SWALL SWA | 180 | S
GWINDOW2 | STD_WINDOW_UVALUE_3.237_SHGC_0.39_VT_0.495_WEST | 3.34 | 3.34 | 3.18 | 0.402 | 0.495 | No | G WWALL SWA | 270 | W
GWINDOW4 | STD_WINDOW_UVALUE_3.237_SHGC_0.49_VT_0.622 | 5.2 | 5.2 | 3.18 | 0.501 | 0.622 | No | G NWALL NWA | 0 | N
GWINDOW6 | STD_WINDOW_UVALUE_3.237_SHGC_0.39_VT_0.495_WEST | 3.34 | 3.34 | 3.18 | 0.402 | 0.495 | No | G WWALL NWA | 270 | W
GWINDOW3 | STD_WINDOW_UVALUE_3.237_SHGC_0.39_VT_0.495 | 5.2 | 5.2 | 3.18 | 0.402 | 0.495 | No | G SWALL SEA | 180 | S
GWINDOW7 | STD_WINDOW_UVALUE_3.237_SHGC_0.39_VT_0.495_EAST | 3.34 | 3.34 | 3.18 | 0.402 | 0.495 | No | G EWALL SEA | 90 | E
GWINDOW5 | STD_WINDOW_UVALUE_3.237_SHGC_0.49_VT_0.622 | 5.2 | 5.2 | 3.18 | 0.501 | 0.622 | No | G NWALL NEA | 0 | N
GWINDOW8 | STD_WINDOW_UVALUE_3.237_SHGC_0.39_VT_0.495_EAST | 3.34 | 3.34 | 3.18 | 0.402 | 0.495 | No | G EWALL NEA | 90 | E
GWINDOW9 | STD_WINDOW_UVALUE_3.237_SHGC_0.49_VT_0.622 | 5.2 | 5.2 | 3.18 | 0.501 | 0.622 | No | G NWALL N1A | 0 | N
GWINDOW10 | STD_WINDOW_UVALUE_3.237_SHGC_0.49_VT_0.622 | 5.2 | 5.2 | 3.18 | 0.501 | 0.622 | No | G NWALL N2A | 0 | N
GWINDOW11 | STD_WINDOW_UVALUE_3.237_SHGC_0.39_VT_0.495 | 5.2 | 5.2 | 3.18 | 0.402 | 0.495 | No | G SWALL S1A | 180 | S
GWINDOW12 | STD_WINDOW_UVALUE_3.237_SHGC_0.39_VT_0.495 | 5.2 | 5.2 | 3.18 | 0.402 | 0.495 | No | G SWALL S2A | 180 | S
MWINDOW2 | STD_WINDOW_UVALUE_3.237_SHGC_0.39_VT_0.495_WEST | 3.34 | 6.69 | 3.18 | 0.402 | 0.495 | No | M WWALL SWA | 270 | W
MWINDOW1 | STD_WINDOW_UVALUE_3.237_SHGC_0.39_VT_0.495 | 5.2 | 10.4 | 3.18 | 0.402 | 0.495 | No | M SWALL SWA | 180 | S
MWINDOW4 | STD_WINDOW_UVALUE_3.237_SHGC_0.49_VT_0.622 | 5.2 | 10.4 | 3.18 | 0.501 | 0.622 | No | M NWALL NWA | 0 | N
MWINDOW6 | STD_WINDOW_UVALUE_3.237_SHGC_0.39_VT_0.495_WEST | 3.34 | 6.69 | 3.18 | 0.402 | 0.495 | No | M WWALL NWA | 270 | W
MWINDOW7 | STD_WINDOW_UVALUE_3.237_SHGC_0.39_VT_0.495_EAST | 3.34 | 6.69 | 3.18 | 0.402 | 0.495 | No | M EWALL SEA | 90 | E
MWINDOW3 | STD_WINDOW_UVALUE_3.237_SHGC_0.39_VT_0.495 | 5.2 | 10.4 | 3.18 | 0.402 | 0.495 | No | M SWALL SEA | 180 | S
MWINDOW5 | STD_WINDOW_UVALUE_3.237_SHGC_0.49_VT_0.622 | 5.2 | 10.4 | 3.18 | 0.501 | 0.622 | No | M NWALL NEA | 0 | N
MWINDOW8 | STD_WINDOW_UVALUE_3.237_SHGC_0.39_VT_0.495_EAST | 3.34 | 6.69 | 3.18 | 0.402 | 0.495 | No | M EWALL NEA | 90 | E
MWINDOW9 | STD_WINDOW_UVALUE_3.237_SHGC_0.49_VT_0.622 | 5.2 | 10.4 | 3.18 | 0.501 | 0.622 | No | M NWALL N1A | 0 | N
MWINDOW10 | STD_WINDOW_UVALUE_3.237_SHGC_0.49_VT_0.622 | 5.2 | 10.4 | 3.18 | 0.501 | 0.622 | No | M NWALL N2A | 0 | N
MWINDOW11 | STD_WINDOW_UVALUE_3.237_SHGC_0.39_VT_0.495 | 5.2 | 10.4 | 3.18 | 0.402 | 0.495 | No | M SWALL S1A | 180 | S
MWINDOW12 | STD_WINDOW_UVALUE_3.237_SHGC_0.39_VT_0.495 | 5.2 | 10.4 | 3.18 | 0.402 | 0.495 | No | M SWALL S2A | 180 | S
TWINDOW2 | STD_WINDOW_UVALUE_3.237_SHGC_0.39_VT_0.495_WEST | 3.34 | 3.34 | 3.18 | 0.402 | 0.495 | No | T WWALL SWA | 270 | W
TWINDOW1 | STD_WINDOW_UVALUE_3.237_SHGC_0.39_VT_0.495 | 5.2 | 5.2 | 3.18 | 0.402 | 0.495 | No | T SWALL SWA | 180 | S
TWINDOW4 | STD_WINDOW_UVALUE_3.237_SHGC_0.49_VT_0.622 | 5.2 | 5.2 | 3.18 | 0.501 | 0.622 | No | T NWALL NWA | 0 | N
TWINDOW6 | STD_WINDOW_UVALUE_3.237_SHGC_0.39_VT_0.495_WEST | 3.34 | 3.34 | 3.18 | 0.402 | 0.495 | No | T WWALL NWA | 270 | W
TWINDOW7 | STD_WINDOW_UVALUE_3.237_SHGC_0.39_VT_0.495_EAST | 3.34 | 3.34 | 3.18 | 0.402 | 0.495 | No | T EWALL SEA | 90 | E
TWINDOW3 | STD_WINDOW_UVALUE_3.237_SHGC_0.39_VT_0.495 | 5.2 | 5.2 | 3.18 | 0.402 | 0.495 | No | T SWALL SEA | 180 | S
TWINDOW5 | STD_WINDOW_UVALUE_3.237_SHGC_0.49_VT_0.622 | 5.2 | 5.2 | 3.18 | 0.501 | 0.622 | No | T NWALL NEA | 0 | N
TWINDOW8 | STD_WINDOW_UVALUE_3.237_SHGC_0.39_VT_0.495_EAST | 3.34 | 3.34 | 3.18 | 0.402 | 0.495 | No | T EWALL NEA | 90 | E
TWINDOW9 | STD_WINDOW_UVALUE_3.237_SHGC_0.49_VT_0.622 | 5.2 | 5.2 | 3.18 | 0.501 | 0.622 | No | T NWALL N1A | 0 | N
TWINDOW10 | STD_WINDOW_UVALUE_3.237_SHGC_0.49_VT_0.622 | 5.2 | 5.2 | 3.18 | 0.501 | 0.622 | No | T NWALL N2A | 0 | N
TWINDOW11 | STD_WINDOW_UVALUE_3.237_SHGC_0.39_VT_0.495 | 5.2 | 5.2 | 3.18 | 0.402 | 0.495 | No | T SWALL S1A | 180 | S
TWINDOW12 | STD_WINDOW_UVALUE_3.237_SHGC_0.39_VT_0.495 | 5.2 | 5.2 | 3.18 | 0.402 | 0.495 | No | T SWALL S2A | 180 | S
TWINDOW13 | STD_WINDOW_UVALUE_3.237_SHGC_0.39_VT_0.495_WEST | 1.11 | 1.11 | 3.18 | 0.402 | 0.495 | No | T WWALL C | 270 | W
TWINDOW14 | STD_WINDOW_UVALUE_3.237_SHGC_0.39_VT_0.495_EAST | 1.11 | 1.11 | 3.18 | 0.402 | 0.495 | No | T EWALL C | 90 | E
GWINDOW13 | STD_WINDOW_UVALUE_3.237_SHGC_0.39_VT_0.495_WEST | 1.11 | 1.11 | 3.18 | 0.402 | 0.495 | No | G WWALL C | 270 | W
EAST_DOOR | STD_WINDOW_UVALUE_3.237_SHGC_0.39_VT_0.495_EAST | 3.32 | 3.32 | 3.18 | 0.402 | 0.495 | No | G EWALL C | 90 | E
MWINDOW13 | STD_WINDOW_UVALUE_3.237_SHGC_0.39_VT_0.495_WEST | 1.11 | 2.23 | 3.18 | 0.402 | 0.495 | No | M WWALL C | 270 | W
MWINDOW14 | STD_WINDOW_UVALUE_3.237_SHGC_0.39_VT_0.495_EAST | 1.11 | 2.23 | 3.18 | 0.402 | 0.495 | No | M EWALL C | 90 | E
Total or Average |  |  | 231.09 | 3.18 | 0.438 | 0.541
North Total or Average |  |  | 83.23 | 3.18 | 0.501 | 0.622
Non-North Total or Average |  |  | 147.86 | 3.18 | 0.402 | 0.495
| Type | Nominal Capacity [W] | Nominal Efficiency [W/W]
None
| Type | Nominal Total Capacity [W] | Nominal Sensible Capacity [W] | Nominal Latent Capacity [W] | Nominal Sensible Heat Ratio | Nominal Efficiency [W/W]
SPLITSYSTEMAC:1_UNITARY_PACKAGE_COOLCOIL | Coil:Cooling:DX:SingleSpeed | 3472.29 | 2773.17 | 699.13 | 0.8 | 4.06
SPLITSYSTEMAC:2_UNITARY_PACKAGE_COOLCOIL | Coil:Cooling:DX:SingleSpeed | 4016.93 | 3208.14 | 808.79 | 0.8 | 4.04
SPLITSYSTEMAC:3_UNITARY_PACKAGE_COOLCOIL | Coil:Cooling:DX:SingleSpeed | 1669.87 | 1128.97 | 540.9 | 0.68 | 3.69
SPLITSYSTEMAC:4_UNITARY_PACKAGE_COOLCOIL | Coil:Cooling:DX:SingleSpeed | 2855.45 | 2280.52 | 574.93 | 0.8 | 4.04
SPLITSYSTEMAC:5_UNITARY_PACKAGE_COOLCOIL | Coil:Cooling:DX:SingleSpeed | 2694.15 | 2151.7 | 542.45 | 0.8 | 4.03
SPLITSYSTEMAC:6_UNITARY_PACKAGE_COOLCOIL | Coil:Cooling:DX:SingleSpeed | 2672.6 | 2134.48 | 538.11 | 0.8 | 4.04
SPLITSYSTEMAC:7_UNITARY_PACKAGE_COOLCOIL | Coil:Cooling:DX:SingleSpeed | 2272.3 | 1814.78 | 457.52 | 0.8 | 4.08
SPLITSYSTEMAC:8_UNITARY_PACKAGE_COOLCOIL | Coil:Cooling:DX:SingleSpeed | 2425.01 | 1936.74 | 488.26 | 0.8 | 4.09
SPLITSYSTEMAC:9_UNITARY_PACKAGE_COOLCOIL | Coil:Cooling:DX:SingleSpeed | 9007.32 | 7193.74 | 1813.58 | 0.8 | 4.05
SPLITSYSTEMAC:10_UNITARY_PACKAGE_COOLCOIL | Coil:Cooling:DX:SingleSpeed | 10351.48 | 8267.26 | 2084.22 | 0.8 | 4.07
SPLITSYSTEMAC:11_UNITARY_PACKAGE_COOLCOIL | Coil:Cooling:DX:SingleSpeed | 6771.13 | 5407.8 | 1363.33 | 0.8 | 4.06
SPLITSYSTEMAC:12_UNITARY_PACKAGE_COOLCOIL | Coil:Cooling:DX:SingleSpeed | 7048.23 | 5629.11 | 1419.12 | 0.8 | 3.95
SPLITSYSTEMAC:13_UNITARY_PACKAGE_COOLCOIL | Coil:Cooling:DX:SingleSpeed | 6715.63 | 5363.47 | 1352.16 | 0.8 | 3.95
SPLITSYSTEMAC:14_UNITARY_PACKAGE_COOLCOIL | Coil:Cooling:DX:SingleSpeed | 6667.07 | 5324.69 | 1342.38 | 0.8 | 3.93
SPLITSYSTEMAC:15_UNITARY_PACKAGE_COOLCOIL | Coil:Cooling:DX:SingleSpeed | 5679.5 | 4535.96 | 1143.54 | 0.8 | 3.93
SPLITSYSTEMAC:16_UNITARY_PACKAGE_COOLCOIL | Coil:Cooling:DX:SingleSpeed | 5630.69 | 4496.98 | 1133.71 | 0.8 | 3.94
SPLITSYSTEMAC:17_UNITARY_PACKAGE_COOLCOIL | Coil:Cooling:DX:SingleSpeed | 6739.2 | 5382.3 | 1356.9 | 0.8 | 3.94
SPLITSYSTEMAC:18_UNITARY_PACKAGE_COOLCOIL | Coil:Cooling:DX:SingleSpeed | 7698.52 | 6148.47 | 1550.06 | 0.8 | 3.95
SPLITSYSTEMAC:19_UNITARY_PACKAGE_COOLCOIL | Coil:Cooling:DX:SingleSpeed | 5245.59 | 4189.42 | 1056.17 | 0.8 | 3.95
SPLITSYSTEMAC:20_UNITARY_PACKAGE_COOLCOIL | Coil:Cooling:DX:SingleSpeed | 5535.19 | 4420.71 | 1114.48 | 0.8 | 3.92
SPLITSYSTEMAC:21_UNITARY_PACKAGE_COOLCOIL | Coil:Cooling:DX:SingleSpeed | 5370.9 | 4289.5 | 1081.4 | 0.8 | 3.92
SPLITSYSTEMAC:22_UNITARY_PACKAGE_COOLCOIL | Coil:Cooling:DX:SingleSpeed | 5338.91 | 4263.95 | 1074.96 | 0.8 | 4.05
SPLITSYSTEMAC:23_UNITARY_PACKAGE_COOLCOIL | Coil:Cooling:DX:SingleSpeed | 4737.91 | 3783.96 | 953.95 | 0.8 | 4
SPLITSYSTEMAC:24_UNITARY_PACKAGE_COOLCOIL | Coil:Cooling:DX:SingleSpeed | 4708.24 | 3760.26 | 947.98 | 0.8 | 3.96
| Type | Nominal Total Capacity [W] | Nominal Efficiency [W/W]
T CORRIDOR UNIT HEATER COIL | Coil:Heating:Electric | 0 | 1
G CORRIDOR UNIT HEATER COIL | Coil:Heating:Electric | 0 | 1
M CORRIDOR UNIT HEATER COIL | Coil:Heating:Electric | 0 | 1
SPLITSYSTEMAC:1_UNITARY_PACKAGE_HEATCOIL | Coil:Heating:Gas | 2527.18 | 0.8
SPLITSYSTEMAC:2_UNITARY_PACKAGE_HEATCOIL | Coil:Heating:Gas | 5535.02 | 0.8
SPLITSYSTEMAC:3_UNITARY_PACKAGE_HEATCOIL | Coil:Heating:Gas | 958.74 | 0.8
SPLITSYSTEMAC:4_UNITARY_PACKAGE_HEATCOIL | Coil:Heating:Gas | 5394.72 | 0.8
SPLITSYSTEMAC:5_UNITARY_PACKAGE_HEATCOIL | Coil:Heating:Gas | 5394.72 | 0.8
SPLITSYSTEMAC:6_UNITARY_PACKAGE_HEATCOIL | Coil:Heating:Gas | 5394.72 | 0.8
SPLITSYSTEMAC:7_UNITARY_PACKAGE_HEATCOIL | Coil:Heating:Gas | 5394.72 | 0.8
SPLITSYSTEMAC:8_UNITARY_PACKAGE_HEATCOIL | Coil:Heating:Gas | 5394.72 | 0.8
SPLITSYSTEMAC:9_UNITARY_PACKAGE_HEATCOIL | Coil:Heating:Gas | 10789.44 | 0.8
SPLITSYSTEMAC:10_UNITARY_PACKAGE_HEATCOIL | Coil:Heating:Gas | 12588.07 | 0.8
SPLITSYSTEMAC:11_UNITARY_PACKAGE_HEATCOIL | Coil:Heating:Gas | 10789.44 | 0.8
SPLITSYSTEMAC:12_UNITARY_PACKAGE_HEATCOIL | Coil:Heating:Gas | 10789.44 | 0.8
SPLITSYSTEMAC:13_UNITARY_PACKAGE_HEATCOIL | Coil:Heating:Gas | 10789.44 | 0.8
SPLITSYSTEMAC:14_UNITARY_PACKAGE_HEATCOIL | Coil:Heating:Gas | 10789.44 | 0.8
SPLITSYSTEMAC:15_UNITARY_PACKAGE_HEATCOIL | Coil:Heating:Gas | 10789.44 | 0.8
SPLITSYSTEMAC:16_UNITARY_PACKAGE_HEATCOIL | Coil:Heating:Gas | 10789.44 | 0.8
SPLITSYSTEMAC:17_UNITARY_PACKAGE_HEATCOIL | Coil:Heating:Gas | 6460.02 | 0.8
SPLITSYSTEMAC:18_UNITARY_PACKAGE_HEATCOIL | Coil:Heating:Gas | 8411.76 | 0.8
SPLITSYSTEMAC:19_UNITARY_PACKAGE_HEATCOIL | Coil:Heating:Gas | 5901.68 | 0.8
SPLITSYSTEMAC:20_UNITARY_PACKAGE_HEATCOIL | Coil:Heating:Gas | 5819.96 | 0.8
SPLITSYSTEMAC:21_UNITARY_PACKAGE_HEATCOIL | Coil:Heating:Gas | 6305.08 | 0.8
SPLITSYSTEMAC:22_UNITARY_PACKAGE_HEATCOIL | Coil:Heating:Gas | 6304.72 | 0.8
SPLITSYSTEMAC:23_UNITARY_PACKAGE_HEATCOIL | Coil:Heating:Gas | 5441.24 | 0.8
SPLITSYSTEMAC:24_UNITARY_PACKAGE_HEATCOIL | Coil:Heating:Gas | 5441.15 | 0.8
| Type | Total Efficiency [W/W] | Delta Pressure [pa] | Max Flow Rate [m3/s] | Rated Power [W] | Motor Heat In Air Fraction | End Use
T CORRIDOR UNIT HEATERFAN | Fan:ConstantVolume | 0.54 | 49.8 | 0 | 0 | 1 | Unit Heater Fans
G CORRIDOR UNIT HEATERFAN | Fan:ConstantVolume | 0.54 | 49.8 | 0 | 0 | 1 | Unit Heater Fans
M CORRIDOR UNIT HEATERFAN | Fan:ConstantVolume | 0.54 | 49.8 | 0 | 0 | 1 | Unit Heater Fans
SPLITSYSTEMAC:1_UNITARY_PACKAGE_FAN | Fan:OnOff | 0.54 | 622 | 0.21 | 243.3 | 1 | Unitary Fans
SPLITSYSTEMAC:2_UNITARY_PACKAGE_FAN | Fan:OnOff | 0.54 | 622 | 0.24 | 281.47 | 1 | Unitary Fans
SPLITSYSTEMAC:3_UNITARY_PACKAGE_FAN | Fan:OnOff | 0.54 | 622 | 0.07 | 78 | 1 | Unitary Fans
SPLITSYSTEMAC:4_UNITARY_PACKAGE_FAN | Fan:OnOff | 0.54 | 622 | 0.17 | 200.08 | 1 | Unitary Fans
SPLITSYSTEMAC:5_UNITARY_PACKAGE_FAN | Fan:OnOff | 0.54 | 622 | 0.16 | 188.78 | 1 | Unitary Fans
SPLITSYSTEMAC:6_UNITARY_PACKAGE_FAN | Fan:OnOff | 0.54 | 622 | 0.16 | 187.27 | 1 | Unitary Fans
SPLITSYSTEMAC:7_UNITARY_PACKAGE_FAN | Fan:OnOff | 0.54 | 622 | 0.14 | 159.22 | 1 | Unitary Fans
SPLITSYSTEMAC:8_UNITARY_PACKAGE_FAN | Fan:OnOff | 0.54 | 622 | 0.15 | 169.92 | 1 | Unitary Fans
SPLITSYSTEMAC:9_UNITARY_PACKAGE_FAN | Fan:OnOff | 0.54 | 622 | 0.54 | 631.14 | 1 | Unitary Fans
SPLITSYSTEMAC:10_UNITARY_PACKAGE_FAN | Fan:OnOff | 0.54 | 622 | 0.63 | 725.33 | 1 | Unitary Fans
SPLITSYSTEMAC:11_UNITARY_PACKAGE_FAN | Fan:OnOff | 0.54 | 622 | 0.41 | 474.45 | 1 | Unitary Fans
SPLITSYSTEMAC:12_UNITARY_PACKAGE_FAN | Fan:OnOff | 0.59 | 622 | 0.43 | 447.74 | 1 | Unitary Fans
SPLITSYSTEMAC:13_UNITARY_PACKAGE_FAN | Fan:OnOff | 0.59 | 622 | 0.41 | 426.61 | 1 | Unitary Fans
SPLITSYSTEMAC:14_UNITARY_PACKAGE_FAN | Fan:OnOff | 0.59 | 622 | 0.4 | 423.53 | 1 | Unitary Fans
SPLITSYSTEMAC:15_UNITARY_PACKAGE_FAN | Fan:OnOff | 0.59 | 622 | 0.34 | 360.79 | 1 | Unitary Fans
SPLITSYSTEMAC:16_UNITARY_PACKAGE_FAN | Fan:OnOff | 0.59 | 622 | 0.34 | 357.69 | 1 | Unitary Fans
SPLITSYSTEMAC:17_UNITARY_PACKAGE_FAN | Fan:OnOff | 0.59 | 622 | 0.41 | 428.11 | 1 | Unitary Fans
SPLITSYSTEMAC:18_UNITARY_PACKAGE_FAN | Fan:OnOff | 0.59 | 622 | 0.47 | 489.05 | 1 | Unitary Fans
SPLITSYSTEMAC:19_UNITARY_PACKAGE_FAN | Fan:OnOff | 0.59 | 622 | 0.32 | 333.23 | 1 | Unitary Fans
SPLITSYSTEMAC:20_UNITARY_PACKAGE_FAN | Fan:OnOff | 0.59 | 622 | 0.33 | 351.62 | 1 | Unitary Fans
SPLITSYSTEMAC:21_UNITARY_PACKAGE_FAN | Fan:OnOff | 0.59 | 622 | 0.32 | 341.19 | 1 | Unitary Fans
SPLITSYSTEMAC:22_UNITARY_PACKAGE_FAN | Fan:OnOff | 0.54 | 622 | 0.32 | 374.1 | 1 | Unitary Fans
SPLITSYSTEMAC:23_UNITARY_PACKAGE_FAN | Fan:OnOff | 0.57 | 622 | 0.29 | 313.01 | 1 | Unitary Fans
SPLITSYSTEMAC:24_UNITARY_PACKAGE_FAN | Fan:OnOff | 0.57 | 622 | 0.28 | 311.05 | 1 | Unitary Fans
| Type | Control | Head [pa] | Power [W] | Motor Efficiency [W/W]
SWHSYS1 PUMP | Pump:VariableSpeed | INTERMITTENT | 0.01 | 0 | 1
| Type | Storage Volume [m3] | Input [W] | Thermal Efficiency [W/W] | Recovery Efficiency [W/W] | Energy Factor
SWHSYS1 WATER HEATER | WaterHeater:Mixed | 0 | 211500 | 0.8 | 704.88 | 0.55
| CO2:FACILITY [kg] | NOX:FACILITY [kg] | SO2:FACILITY [kg] | PM:FACILITY [kg] | HG:FACILITY [kg] | WATERENVIRONMENTALFACTORS:FACILITY [L] | CARBON EQUIVALENT:FACILITY [kg]
January | 22856.4049 | 36.3173 | 84.372 | 0 | 0.0003 | 87709.9931 | 9437.9203
February | 19534.3715 | 31.6816 | 75.5885 | 0 | 0.0003 | 78583.9937 | 8129.2345
March | 20705.7604 | 34.1991 | 83.4641 | 0 | 0.0003 | 86776.3486 | 8677.2913
April | 20272.4448 | 34.2111 | 85.6561 | 0 | 0.0003 | 89060.5679 | 8567.0786
May | 23710.8976 | 40.4008 | 102.2799 | 0 | 0.0004 | 106347.7202 | 10058.1346
June | 25873.8246 | 44.3432 | 113.0006 | 0 | 0.0004 | 117496.5699 | 11000.8487
July | 29404.679 | 50.5763 | 129.4058 | 0 | 0.0005 | 134555.6663 | 12519.9163
August | 28292.8538 | 48.6426 | 124.3972 | 0 | 0.0005 | 129347.5996 | 12044.4284
September | 24556.6879 | 42.0768 | 107.1994 | 0 | 0.0004 | 111464.445 | 10439.9531
October | 21631.3641 | 36.6949 | 92.4294 | 0 | 0.0004 | 96104.3581 | 9160.0478
November | 20551.0467 | 33.8503 | 82.3362 | 0 | 0.0003 | 85603.0041 | 8603.3157
December | 23028.5994 | 36.5511 | 84.7925 | 0 | 0.0003 | 88146.8106 | 9505.1242
Annual Sum or Average | 280418.9344 | 469.5451 | 1164.9217 | 0 | 0.0046 | 1211200 | 118143.2935
Minimum of Months | 19534.3715 | 31.6816 | 75.5885 | 0 | 0.0003 | 78583.9937 | 8129.2345
Maximum of Months | 29404.679 | 50.5763 | 129.4058 | 0 | 0.0005 | 134555.6663 | 12519.9163
| ELECTRICITY:FACILITY [J] | ELECTRICITY:FACILITY {Maximum}[W] | ELECTRICITY:FACILITY {TIMESTAMP} | INTERIORLIGHTS:ELECTRICITY {AT MAX/MIN} [W] | INTERIOREQUIPMENT:ELECTRICITY {AT MAX/MIN} [W] | FANS:ELECTRICITY {AT MAX/MIN} [W] | HEATING:ELECTRICITY {AT MAX/MIN} [W] | COOLING:ELECTRICITY {AT MAX/MIN} [W] | EXTERIORLIGHTS:ELECTRICITY {AT MAX/MIN} [W] | PUMPS:ELECTRICITY {AT MAX/MIN} [W] | HEATREJECTION:ELECTRICITY [Invalid/Undefined] | EXTERIOREQUIPMENT:ELECTRICITY [Invalid/Undefined] | HUMIDIFICATION:ELECTRICITY [Invalid/Undefined] | HEATRECOVERY:ELECTRICITY [Invalid/Undefined] | WATERSYSTEMS:ELECTRICITY [Invalid/Undefined] | REFRIGERATION:ELECTRICITY [Invalid/Undefined] | GENERATORS:ELECTRICITY [Invalid/Undefined] | ELECTRICITYPRODUCED:FACILITY [Invalid/Undefined]
January | 69537500000 | 45133.034 | 26-JAN-18:15 | 10630.253 | 23210.456 | 777.688 | 0 | 2215.172 | 8299.466 | 0 | 0 | 0 | 0 | 0 | 0 | 0 | 0 | 0
February | 62302300000 | 47419.871 | 14-FEB-18:15 | 10630.253 | 23210.456 | 1365.484 | 0 | 3914.212 | 8299.466 | 0 | 0 | 0 | 0 | 0 | 0 | 0 | 0 | 0
March | 68797300000 | 48021.562 | 02-MAR-18:15 | 10630.253 | 23210.456 | 1520.377 | 0 | 4361.01 | 8299.466 | 0 | 0 | 0 | 0 | 0 | 0 | 0 | 0 | 0
April | 70608300000 | 55691.949 | 21-APR-18:45 | 12294.589 | 20556.855 | 3667.252 | 0 | 10873.787 | 8299.466 | 0 | 0 | 0 | 0 | 0 | 0 | 0 | 0 | 0
May | 84313800000 | 62012.059 | 31-MAY-17:15 | 10630.253 | 23210.456 | 6357.294 | 0 | 21814.056 | 0 | 0 | 0 | 0 | 0 | 0 | 0 | 0 | 0 | 0
June | 93152700000 | 68578.073 | 20-JUN-17:15 | 10630.253 | 23210.456 | 7630.162 | 0 | 27107.203 | 0 | 0 | 0 | 0 | 0 | 0 | 0 | 0 | 0 | 0
July | 106677000000 | 71755.522 | 30-JUL-19:15 | 12443.002 | 19968.13 | 6828.472 | 0 | 24216.452 | 8299.466 | 0 | 0 | 0 | 0 | 0 | 0 | 0 | 0 | 0
August | 102548000000 | 70325.25 | 01-AUG-19:15 | 12443.002 | 19968.13 | 6650.694 | 0 | 22963.957 | 8299.466 | 0 | 0 | 0 | 0 | 0 | 0 | 0 | 0 | 0
September | 88370400000 | 63499.546 | 02-SEP-18:30 | 12294.589 | 20556.855 | 5195.899 | 0 | 17152.737 | 8299.466 | 0 | 0 | 0 | 0 | 0 | 0 | 0 | 0 | 0
October | 76192700000 | 59484.126 | 01-OCT-17:00 | 10630.253 | 23210.456 | 4295.412 | 0 | 13048.54 | 8299.466 | 0 | 0 | 0 | 0 | 0 | 0 | 0 | 0 | 0
November | 67867100000 | 47344.913 | 10-NOV-18:15 | 10630.253 | 23210.456 | 1339.322 | 0 | 3865.416 | 8299.466 | 0 | 0 | 0 | 0 | 0 | 0 | 0 | 0 | 0
December | 69883900000 | 44207.995 | 10-DEC-18:15 | 10630.253 | 23210.456 | 559.98 | 0 | 1507.84 | 8299.466 | 0 | 0 | 0 | 0 | 0 | 0 | 0 | 0 | 0
Annual Sum or Average | 960252000000 | [9 empty] | 0 | 0 | 0 | 0 | 0 | 0 | 0 | 0
Minimum of Months | 62302300000 | 44207.995 |  | 10630.253 | 19968.13 | 559.98 | 0 | 1507.84 | 0 | 0 | 0 | 0 | 0 | 0 | 0 | 0 | 0 | 0
Maximum of Months | 106677000000 | 71755.522 |  | 12443.002 | 23210.456 | 7630.162 | 0 | 27107.203 | 8299.466 | 0 | 0 | 0 | 0 | 0 | 0 | 0 | 0 | 0
| Electric | Gas | Other | Total
Cost ($) | 10042.58 | 3599.92 | 0 | 13642.5
Cost per Total Building Area ($/m2) | 3.2 | 1.15 | 0 | 4.35
Cost per Net Conditioned Building Area ($/m2) | 3.2 | 1.15 | 0 | 4.35

## Seattle (hidden)
| Total Energy [GJ] | Energy Per Total Building Area [MJ/m2] | Energy Per Conditioned Building Area [MJ/m2]
Total Site Energy | 1450.39 | 462.71 | 462.71
Net Site Energy | 1450.39 | 462.71 | 462.71
Total Source Energy | 2127.78 | 678.81 | 678.81
Net Source Energy | 2127.78 | 678.81 | 678.81
Area [m2]
Total Building Area | 3134.59
Net Conditioned Building Area | 3134.59
Unconditioned Building Area | 0
| Electricity [GJ] | Natural Gas [GJ] | Other Fuel [GJ] | District Cooling [GJ] | District Heating [GJ] | Water [m3]
Heating | 0 | 264.68 | 0 | 0 | 0 | 0
Cooling | 58.04 | 0 | 0 | 0 | 0 | 0
Interior Lighting | 173.35 | 0 | 0 | 0 | 0 | 0
Exterior Lighting | 130.22 | 0 | 0 | 0 | 0 | 0
Interior Equipment | 449.59 | 0 | 0 | 0 | 0 | 0
Exterior Equipment | 0 | 0 | 0 | 0 | 0 | 0
Fans | 25.65 | 0 | 0 | 0 | 0 | 0
Pumps | 0 | 0 | 0 | 0 | 0 | 0
Heat Rejection | 0 | 0 | 0 | 0 | 0 | 0
Humidification | 0 | 0 | 0 | 0 | 0 | 0
Heat Recovery | 0 | 0 | 0 | 0 | 0 | 0
Water Systems | 0 | 348.86 | 0 | 0 | 0 | 1874.65
Refrigeration | 0 | 0 | 0 | 0 | 0 | 0
Generators | 0 | 0 | 0 | 0 | 0 | 0
Total End Uses | 836.85 | 613.54 | 0 | 0 | 0 | 1874.65
| Area [m2] | Conditioned (Y/N) | Volume [m3] | Multipliers | Gross Wall Area [m2] | Window Glass Area [m2] | Lighting [W/m2] | People [m2] per person | Plug and Process [W/m2]
G SW APARTMENT | 88.25 | Yes | 268.96 | 1 | 58.52 | 8.55 | 3.875 | 35.3 | 5.38
G NW APARTMENT | 88.25 | Yes | 268.96 | 1 | 58.52 | 8.55 | 3.875 | 35.3 | 5.38
OFFICE | 88.25 | Yes | 268.96 | 1 | 58.52 | 8.55 | 10.76 | 44.12 | 12.9
G NE APARTMENT | 88.25 | Yes | 268.96 | 1 | 58.52 | 8.55 | 3.875 | 35.3 | 5.38
G N1 APARTMENT | 88.25 | Yes | 268.96 | 1 | 35.3 | 5.2 | 3.875 | 35.3 | 5.38
G N2 APARTMENT | 88.25 | Yes | 268.96 | 1 | 35.3 | 5.2 | 3.875 | 35.3 | 5.38
G S1 APARTMENT | 88.25 | Yes | 268.96 | 1 | 35.3 | 5.2 | 3.875 | 35.3 | 5.38
G S2 APARTMENT | 88.25 | Yes | 268.96 | 1 | 35.3 | 5.2 | 3.875 | 35.3 | 5.38
M SW APARTMENT | 88.25 | Yes | 268.96 | 2 | 58.52 | 8.55 | 3.875 | 35.3 | 5.38
M NW APARTMENT | 88.25 | Yes | 268.96 | 2 | 58.52 | 8.55 | 3.875 | 35.3 | 5.38
M SE APARTMENT | 88.25 | Yes | 268.96 | 2 | 58.52 | 8.55 | 3.875 | 35.3 | 5.38
M NE APARTMENT | 88.25 | Yes | 268.96 | 2 | 58.52 | 8.55 | 3.875 | 35.3 | 5.38
M N1 APARTMENT | 88.25 | Yes | 268.96 | 2 | 35.3 | 5.2 | 3.875 | 35.3 | 5.38
M N2 APARTMENT | 88.25 | Yes | 268.96 | 2 | 35.3 | 5.2 | 3.875 | 35.3 | 5.38
M S1 APARTMENT | 88.25 | Yes | 268.96 | 2 | 35.3 | 5.2 | 3.875 | 35.3 | 5.38
M S2 APARTMENT | 88.25 | Yes | 268.96 | 2 | 35.3 | 5.2 | 3.875 | 35.3 | 5.38
T SW APARTMENT | 88.25 | Yes | 268.96 | 1 | 58.52 | 8.55 | 3.875 | 35.3 | 5.38
T NW APARTMENT | 88.25 | Yes | 268.96 | 1 | 58.52 | 8.55 | 3.875 | 35.3 | 5.38
T SE APARTMENT | 88.25 | Yes | 268.96 | 1 | 58.52 | 8.55 | 3.875 | 35.3 | 5.38
T NE APARTMENT | 88.25 | Yes | 268.96 | 1 | 58.52 | 8.55 | 3.875 | 35.3 | 5.38
T N1 APARTMENT | 88.25 | Yes | 268.96 | 1 | 35.3 | 5.2 | 3.875 | 35.3 | 5.38
T N2 APARTMENT | 88.25 | Yes | 268.96 | 1 | 35.3 | 5.2 | 3.875 | 35.3 | 5.38
T S1 APARTMENT | 88.25 | Yes | 268.96 | 1 | 35.3 | 5.2 | 3.875 | 35.3 | 5.38
T S2 APARTMENT | 88.25 | Yes | 268.96 | 1 | 35.3 | 5.2 | 3.875 | 35.3 | 5.38
T CORRIDOR | 77.66 | Yes | 236.69 | 1 | 10.22 | 2.23 | 5.38 |  | 0
G CORRIDOR | 77.66 | Yes | 236.69 | 1 | 10.22 | 4.43 | 5.38 |  | 209.035
M CORRIDOR | 77.66 | Yes | 236.69 | 2 | 10.22 | 2.23 | 5.38 |  | 0
Total | 3134.59 |  | 9553.6 |  | 1542.01 | 231.09 | 4.218 | 39.43 | 10.2373
Conditioned Total | 3134.59 |  | 9553.6 |  | 1542.01 | 231.09 | 4.218 | 39.43 | 10.2373
Unconditioned Total | 0 |  | 0 |  | 0 | 0
| Construction | Reflectance | U-Factor with Film [W/m2-K] | U-Factor no Film [W/m2-K] | Gross Area [m2] | Azimuth [deg] | Tilt [deg] | Cardinal Direction
G SWALL SWA | STEEL-FRAMED_R-13 + R-7.5 CI_EXT-WALL | 0.3 | 0.364 | 0.38 | 35.3 | 180 | 90 | S
G WWALL SWA | STEEL-FRAMED_R-13 + R-7.5 CI_EXT-WALL | 0.3 | 0.364 | 0.38 | 23.22 | 270 | 90 | W
G GFLOOR SWA | UNHEATED - 4IN SLAB WITH CARPET_EXT-SLAB | 0.3 | 1.862 | 3.4 | 88.25 | 270 | 180
G NWALL NWA | STEEL-FRAMED_R-13 + R-7.5 CI_EXT-WALL | 0.3 | 0.364 | 0.38 | 35.3 | 0 | 90 | N
G WWALL NWA | STEEL-FRAMED_R-13 + R-7.5 CI_EXT-WALL | 0.3 | 0.364 | 0.38 | 23.22 | 270 | 90 | W
G GFLOOR NWA | UNHEATED - 4IN SLAB WITH CARPET_EXT-SLAB | 0.3 | 1.862 | 3.4 | 88.25 | 270 | 180
G SWALL SEA | STEEL-FRAMED_R-13 + R-7.5 CI_EXT-WALL | 0.3 | 0.364 | 0.38 | 35.3 | 180 | 90 | S
G EWALL SEA | STEEL-FRAMED_R-13 + R-7.5 CI_EXT-WALL | 0.3 | 0.364 | 0.38 | 23.22 | 90 | 90 | E
G GFLOOR SEA | UNHEATED - 4IN SLAB WITH CARPET_EXT-SLAB | 0.3 | 1.862 | 3.4 | 88.25 | 270 | 180
G NWALL NEA | STEEL-FRAMED_R-13 + R-7.5 CI_EXT-WALL | 0.3 | 0.364 | 0.38 | 35.3 | 0 | 90 | N
G EWALL NEA | STEEL-FRAMED_R-13 + R-7.5 CI_EXT-WALL | 0.3 | 0.364 | 0.38 | 23.22 | 90 | 90 | E
G GFLOOR NEA | UNHEATED - 4IN SLAB WITH CARPET_EXT-SLAB | 0.3 | 1.862 | 3.4 | 88.25 | 270 | 180
G NWALL N1A | STEEL-FRAMED_R-13 + R-7.5 CI_EXT-WALL | 0.3 | 0.364 | 0.38 | 35.3 | 0 | 90 | N
G GFLOOR N1A | UNHEATED - 4IN SLAB WITH CARPET_EXT-SLAB | 0.3 | 1.862 | 3.4 | 88.25 | 270 | 180
G NWALL N2A | STEEL-FRAMED_R-13 + R-7.5 CI_EXT-WALL | 0.3 | 0.364 | 0.38 | 35.3 | 0 | 90 | N
G GFLOOR N2A | UNHEATED - 4IN SLAB WITH CARPET_EXT-SLAB | 0.3 | 1.862 | 3.4 | 88.25 | 270 | 180
G SWALL S1A | STEEL-FRAMED_R-13 + R-7.5 CI_EXT-WALL | 0.3 | 0.364 | 0.38 | 35.3 | 180 | 90 | S
G GFLOOR S1A | UNHEATED - 4IN SLAB WITH CARPET_EXT-SLAB | 0.3 | 1.862 | 3.4 | 88.25 | 270 | 180
G SWALL S2A | STEEL-FRAMED_R-13 + R-7.5 CI_EXT-WALL | 0.3 | 0.364 | 0.38 | 35.3 | 180 | 90 | S
G GFLOOR S2A | UNHEATED - 4IN SLAB WITH CARPET_EXT-SLAB | 0.3 | 1.862 | 3.4 | 88.25 | 270 | 180
M WWALL SWA | STEEL-FRAMED_R-13 + R-7.5 CI_EXT-WALL | 0.3 | 0.364 | 0.38 | 46.45 | 270 | 90 | W
M SWALL SWA | STEEL-FRAMED_R-13 + R-7.5 CI_EXT-WALL | 0.3 | 0.364 | 0.38 | 70.6 | 180 | 90 | S
M NWALL NWA | STEEL-FRAMED_R-13 + R-7.5 CI_EXT-WALL | 0.3 | 0.364 | 0.38 | 70.6 | 0 | 90 | N
M WWALL NWA | STEEL-FRAMED_R-13 + R-7.5 CI_EXT-WALL | 0.3 | 0.364 | 0.38 | 46.45 | 270 | 90 | W
M EWALL SEA | STEEL-FRAMED_R-13 + R-7.5 CI_EXT-WALL | 0.3 | 0.364 | 0.38 | 46.45 | 90 | 90 | E
M SWALL SEA | STEEL-FRAMED_R-13 + R-7.5 CI_EXT-WALL | 0.3 | 0.364 | 0.38 | 70.6 | 180 | 90 | S
M NWALL NEA | STEEL-FRAMED_R-13 + R-7.5 CI_EXT-WALL | 0.3 | 0.364 | 0.38 | 70.6 | 0 | 90 | N
M EWALL NEA | STEEL-FRAMED_R-13 + R-7.5 CI_EXT-WALL | 0.3 | 0.364 | 0.38 | 46.45 | 90 | 90 | E
M NWALL N1A | STEEL-FRAMED_R-13 + R-7.5 CI_EXT-WALL | 0.3 | 0.364 | 0.38 | 70.6 | 0 | 90 | N
M NWALL N2A | STEEL-FRAMED_R-13 + R-7.5 CI_EXT-WALL | 0.3 | 0.364 | 0.38 | 70.6 | 0 | 90 | N
M SWALL S1A | STEEL-FRAMED_R-13 + R-7.5 CI_EXT-WALL | 0.3 | 0.364 | 0.38 | 70.6 | 180 | 90 | S
M SWALL S2A | STEEL-FRAMED_R-13 + R-7.5 CI_EXT-WALL | 0.3 | 0.364 | 0.38 | 70.6 | 180 | 90 | S
T WWALL SWA | STEEL-FRAMED_R-13 + R-7.5 CI_EXT-WALL | 0.3 | 0.364 | 0.38 | 23.22 | 270 | 90 | W
T SWALL SWA | STEEL-FRAMED_R-13 + R-7.5 CI_EXT-WALL | 0.3 | 0.364 | 0.38 | 35.3 | 180 | 90 | S
T ROOF SWA | IEAD_R-15 CI_ROOF | 0.3 | 0.357 | 0.38 | 88.25 | 0 | 0
T NWALL NWA | STEEL-FRAMED_R-13 + R-7.5 CI_EXT-WALL | 0.3 | 0.364 | 0.38 | 35.3 | 0 | 90 | N
T WWALL NWA | STEEL-FRAMED_R-13 + R-7.5 CI_EXT-WALL | 0.3 | 0.364 | 0.38 | 23.22 | 270 | 90 | W
T ROOF NWA | IEAD_R-15 CI_ROOF | 0.3 | 0.357 | 0.38 | 88.25 | 0 | 0
T EWALL SEA | STEEL-FRAMED_R-13 + R-7.5 CI_EXT-WALL | 0.3 | 0.364 | 0.38 | 23.22 | 90 | 90 | E
T SWALL SEA | STEEL-FRAMED_R-13 + R-7.5 CI_EXT-WALL | 0.3 | 0.364 | 0.38 | 35.3 | 180 | 90 | S
T ROOF SEA | IEAD_R-15 CI_ROOF | 0.3 | 0.357 | 0.38 | 88.25 | 0 | 0
T NWALL NEA | STEEL-FRAMED_R-13 + R-7.5 CI_EXT-WALL | 0.3 | 0.364 | 0.38 | 35.3 | 0 | 90 | N
T EWALL NEA | STEEL-FRAMED_R-13 + R-7.5 CI_EXT-WALL | 0.3 | 0.364 | 0.38 | 23.22 | 90 | 90 | E
T ROOF NEA | IEAD_R-15 CI_ROOF | 0.3 | 0.357 | 0.38 | 88.25 | 0 | 0
T NWALL N1A | STEEL-FRAMED_R-13 + R-7.5 CI_EXT-WALL | 0.3 | 0.364 | 0.38 | 35.3 | 0 | 90 | N
T ROOF N1A | IEAD_R-15 CI_ROOF | 0.3 | 0.357 | 0.38 | 88.25 | 0 | 0
T NWALL N2A | STEEL-FRAMED_R-13 + R-7.5 CI_EXT-WALL | 0.3 | 0.364 | 0.38 | 35.3 | 0 | 90 | N
T ROOF N2A | IEAD_R-15 CI_ROOF | 0.3 | 0.357 | 0.38 | 88.25 | 0 | 0
T SWALL S1A | STEEL-FRAMED_R-13 + R-7.5 CI_EXT-WALL | 0.3 | 0.364 | 0.38 | 35.3 | 180 | 90 | S
T ROOF S1A | IEAD_R-15 CI_ROOF | 0.3 | 0.357 | 0.38 | 88.25 | 0 | 0
T SWALL S2A | STEEL-FRAMED_R-13 + R-7.5 CI_EXT-WALL | 0.3 | 0.364 | 0.38 | 35.3 | 180 | 90 | S
T ROOF S2A | IEAD_R-15 CI_ROOF | 0.3 | 0.357 | 0.38 | 88.25 | 0 | 0
T WWALL C | STEEL-FRAMED_R-13 + R-7.5 CI_EXT-WALL | 0.3 | 0.364 | 0.38 | 5.11 | 270 | 90 | W
T EWALL C | STEEL-FRAMED_R-13 + R-7.5 CI_EXT-WALL | 0.3 | 0.364 | 0.38 | 5.11 | 90 | 90 | E
T ROOF C | IEAD_R-15 CI_ROOF | 0.3 | 0.357 | 0.38 | 77.66 | 0 | 0
G WWALL C | STEEL-FRAMED_R-13 + R-7.5 CI_EXT-WALL | 0.3 | 0.364 | 0.38 | 5.11 | 270 | 90 | W
G EWALL C | STEEL-FRAMED_R-13 + R-7.5 CI_EXT-WALL | 0.3 | 0.364 | 0.38 | 5.11 | 90 | 90 | E
G FLOOR C | UNHEATED - 4IN SLAB WITH CARPET_EXT-SLAB | 0.3 | 1.862 | 3.4 | 77.66 | 270 | 180
M WWALL C | STEEL-FRAMED_R-13 + R-7.5 CI_EXT-WALL | 0.3 | 0.364 | 0.38 | 10.22 | 270 | 90 | W
M EWALL C | STEEL-FRAMED_R-13 + R-7.5 CI_EXT-WALL | 0.3 | 0.364 | 0.38 | 10.22 | 90 | 90 | E
| Construction | Area of One Opening [m2] | Area of Openings [m2] | U-Factor [W/m2-K] | SHGC | Visible Transmittance | Shade Control | Parent Surface | Azimuth [deg] | Cardinal Direction
GWINDOW1 | STD_WINDOW_UVALUE_3.237_SHGC_0.39_VT_0.495 | 5.2 | 5.2 | 3.18 | 0.402 | 0.495 | No | G SWALL SWA | 180 | S
GWINDOW2 | STD_WINDOW_UVALUE_3.237_SHGC_0.39_VT_0.495_WEST | 3.34 | 3.34 | 3.18 | 0.402 | 0.495 | No | G WWALL SWA | 270 | W
GWINDOW4 | STD_WINDOW_UVALUE_3.237_SHGC_0.49_VT_0.622 | 5.2 | 5.2 | 3.18 | 0.501 | 0.622 | No | G NWALL NWA | 0 | N
GWINDOW6 | STD_WINDOW_UVALUE_3.237_SHGC_0.39_VT_0.495_WEST | 3.34 | 3.34 | 3.18 | 0.402 | 0.495 | No | G WWALL NWA | 270 | W
GWINDOW3 | STD_WINDOW_UVALUE_3.237_SHGC_0.39_VT_0.495 | 5.2 | 5.2 | 3.18 | 0.402 | 0.495 | No | G SWALL SEA | 180 | S
GWINDOW7 | STD_WINDOW_UVALUE_3.237_SHGC_0.39_VT_0.495_EAST | 3.34 | 3.34 | 3.18 | 0.402 | 0.495 | No | G EWALL SEA | 90 | E
GWINDOW5 | STD_WINDOW_UVALUE_3.237_SHGC_0.49_VT_0.622 | 5.2 | 5.2 | 3.18 | 0.501 | 0.622 | No | G NWALL NEA | 0 | N
GWINDOW8 | STD_WINDOW_UVALUE_3.237_SHGC_0.39_VT_0.495_EAST | 3.34 | 3.34 | 3.18 | 0.402 | 0.495 | No | G EWALL NEA | 90 | E
GWINDOW9 | STD_WINDOW_UVALUE_3.237_SHGC_0.49_VT_0.622 | 5.2 | 5.2 | 3.18 | 0.501 | 0.622 | No | G NWALL N1A | 0 | N
GWINDOW10 | STD_WINDOW_UVALUE_3.237_SHGC_0.49_VT_0.622 | 5.2 | 5.2 | 3.18 | 0.501 | 0.622 | No | G NWALL N2A | 0 | N
GWINDOW11 | STD_WINDOW_UVALUE_3.237_SHGC_0.39_VT_0.495 | 5.2 | 5.2 | 3.18 | 0.402 | 0.495 | No | G SWALL S1A | 180 | S
GWINDOW12 | STD_WINDOW_UVALUE_3.237_SHGC_0.39_VT_0.495 | 5.2 | 5.2 | 3.18 | 0.402 | 0.495 | No | G SWALL S2A | 180 | S
MWINDOW2 | STD_WINDOW_UVALUE_3.237_SHGC_0.39_VT_0.495_WEST | 3.34 | 6.69 | 3.18 | 0.402 | 0.495 | No | M WWALL SWA | 270 | W
MWINDOW1 | STD_WINDOW_UVALUE_3.237_SHGC_0.39_VT_0.495 | 5.2 | 10.4 | 3.18 | 0.402 | 0.495 | No | M SWALL SWA | 180 | S
MWINDOW4 | STD_WINDOW_UVALUE_3.237_SHGC_0.49_VT_0.622 | 5.2 | 10.4 | 3.18 | 0.501 | 0.622 | No | M NWALL NWA | 0 | N
MWINDOW6 | STD_WINDOW_UVALUE_3.237_SHGC_0.39_VT_0.495_WEST | 3.34 | 6.69 | 3.18 | 0.402 | 0.495 | No | M WWALL NWA | 270 | W
MWINDOW7 | STD_WINDOW_UVALUE_3.237_SHGC_0.39_VT_0.495_EAST | 3.34 | 6.69 | 3.18 | 0.402 | 0.495 | No | M EWALL SEA | 90 | E
MWINDOW3 | STD_WINDOW_UVALUE_3.237_SHGC_0.39_VT_0.495 | 5.2 | 10.4 | 3.18 | 0.402 | 0.495 | No | M SWALL SEA | 180 | S
MWINDOW5 | STD_WINDOW_UVALUE_3.237_SHGC_0.49_VT_0.622 | 5.2 | 10.4 | 3.18 | 0.501 | 0.622 | No | M NWALL NEA | 0 | N
MWINDOW8 | STD_WINDOW_UVALUE_3.237_SHGC_0.39_VT_0.495_EAST | 3.34 | 6.69 | 3.18 | 0.402 | 0.495 | No | M EWALL NEA | 90 | E
MWINDOW9 | STD_WINDOW_UVALUE_3.237_SHGC_0.49_VT_0.622 | 5.2 | 10.4 | 3.18 | 0.501 | 0.622 | No | M NWALL N1A | 0 | N
MWINDOW10 | STD_WINDOW_UVALUE_3.237_SHGC_0.49_VT_0.622 | 5.2 | 10.4 | 3.18 | 0.501 | 0.622 | No | M NWALL N2A | 0 | N
MWINDOW11 | STD_WINDOW_UVALUE_3.237_SHGC_0.39_VT_0.495 | 5.2 | 10.4 | 3.18 | 0.402 | 0.495 | No | M SWALL S1A | 180 | S
MWINDOW12 | STD_WINDOW_UVALUE_3.237_SHGC_0.39_VT_0.495 | 5.2 | 10.4 | 3.18 | 0.402 | 0.495 | No | M SWALL S2A | 180 | S
TWINDOW2 | STD_WINDOW_UVALUE_3.237_SHGC_0.39_VT_0.495_WEST | 3.34 | 3.34 | 3.18 | 0.402 | 0.495 | No | T WWALL SWA | 270 | W
TWINDOW1 | STD_WINDOW_UVALUE_3.237_SHGC_0.39_VT_0.495 | 5.2 | 5.2 | 3.18 | 0.402 | 0.495 | No | T SWALL SWA | 180 | S
TWINDOW4 | STD_WINDOW_UVALUE_3.237_SHGC_0.49_VT_0.622 | 5.2 | 5.2 | 3.18 | 0.501 | 0.622 | No | T NWALL NWA | 0 | N
TWINDOW6 | STD_WINDOW_UVALUE_3.237_SHGC_0.39_VT_0.495_WEST | 3.34 | 3.34 | 3.18 | 0.402 | 0.495 | No | T WWALL NWA | 270 | W
TWINDOW7 | STD_WINDOW_UVALUE_3.237_SHGC_0.39_VT_0.495_EAST | 3.34 | 3.34 | 3.18 | 0.402 | 0.495 | No | T EWALL SEA | 90 | E
TWINDOW3 | STD_WINDOW_UVALUE_3.237_SHGC_0.39_VT_0.495 | 5.2 | 5.2 | 3.18 | 0.402 | 0.495 | No | T SWALL SEA | 180 | S
TWINDOW5 | STD_WINDOW_UVALUE_3.237_SHGC_0.49_VT_0.622 | 5.2 | 5.2 | 3.18 | 0.501 | 0.622 | No | T NWALL NEA | 0 | N
TWINDOW8 | STD_WINDOW_UVALUE_3.237_SHGC_0.39_VT_0.495_EAST | 3.34 | 3.34 | 3.18 | 0.402 | 0.495 | No | T EWALL NEA | 90 | E
TWINDOW9 | STD_WINDOW_UVALUE_3.237_SHGC_0.49_VT_0.622 | 5.2 | 5.2 | 3.18 | 0.501 | 0.622 | No | T NWALL N1A | 0 | N
TWINDOW10 | STD_WINDOW_UVALUE_3.237_SHGC_0.49_VT_0.622 | 5.2 | 5.2 | 3.18 | 0.501 | 0.622 | No | T NWALL N2A | 0 | N
TWINDOW11 | STD_WINDOW_UVALUE_3.237_SHGC_0.39_VT_0.495 | 5.2 | 5.2 | 3.18 | 0.402 | 0.495 | No | T SWALL S1A | 180 | S
TWINDOW12 | STD_WINDOW_UVALUE_3.237_SHGC_0.39_VT_0.495 | 5.2 | 5.2 | 3.18 | 0.402 | 0.495 | No | T SWALL S2A | 180 | S
TWINDOW13 | STD_WINDOW_UVALUE_3.237_SHGC_0.39_VT_0.495_WEST | 1.11 | 1.11 | 3.18 | 0.402 | 0.495 | No | T WWALL C | 270 | W
TWINDOW14 | STD_WINDOW_UVALUE_3.237_SHGC_0.39_VT_0.495_EAST | 1.11 | 1.11 | 3.18 | 0.402 | 0.495 | No | T EWALL C | 90 | E
GWINDOW13 | STD_WINDOW_UVALUE_3.237_SHGC_0.39_VT_0.495_WEST | 1.11 | 1.11 | 3.18 | 0.402 | 0.495 | No | G WWALL C | 270 | W
EAST_DOOR | STD_WINDOW_UVALUE_3.237_SHGC_0.39_VT_0.495_EAST | 3.32 | 3.32 | 3.18 | 0.402 | 0.495 | No | G EWALL C | 90 | E
MWINDOW13 | STD_WINDOW_UVALUE_3.237_SHGC_0.39_VT_0.495_WEST | 1.11 | 2.23 | 3.18 | 0.402 | 0.495 | No | M WWALL C | 270 | W
MWINDOW14 | STD_WINDOW_UVALUE_3.237_SHGC_0.39_VT_0.495_EAST | 1.11 | 2.23 | 3.18 | 0.402 | 0.495 | No | M EWALL C | 90 | E
Total or Average |  |  | 231.09 | 3.18 | 0.438 | 0.541
North Total or Average |  |  | 83.23 | 3.18 | 0.501 | 0.622
Non-North Total or Average |  |  | 147.86 | 3.18 | 0.402 | 0.495
| Type | Nominal Capacity [W] | Nominal Efficiency [W/W]
None
| Type | Nominal Total Capacity [W] | Nominal Sensible Capacity [W] | Nominal Latent Capacity [W] | Nominal Sensible Heat Ratio | Nominal Efficiency [W/W]
SPLITSYSTEMAC:1_UNITARY_PACKAGE_COOLCOIL | Coil:Cooling:DX:SingleSpeed | 2637.79 | 2106.68 | 531.11 | 0.8 | 4.06
SPLITSYSTEMAC:2_UNITARY_PACKAGE_COOLCOIL | Coil:Cooling:DX:SingleSpeed | 2376.16 | 1888.26 | 487.9 | 0.79 | 4.02
SPLITSYSTEMAC:3_UNITARY_PACKAGE_COOLCOIL | Coil:Cooling:DX:SingleSpeed | 1669.87 | 1128.97 | 540.9 | 0.68 | 3.69
SPLITSYSTEMAC:4_UNITARY_PACKAGE_COOLCOIL | Coil:Cooling:DX:SingleSpeed | 1831.24 | 1462.53 | 368.71 | 0.8 | 4.05
SPLITSYSTEMAC:5_UNITARY_PACKAGE_COOLCOIL | Coil:Cooling:DX:SingleSpeed | 1831.24 | 1462.53 | 368.71 | 0.8 | 4.05
SPLITSYSTEMAC:6_UNITARY_PACKAGE_COOLCOIL | Coil:Cooling:DX:SingleSpeed | 1832.45 | 1463.05 | 369.4 | 0.8 | 4.05
SPLITSYSTEMAC:7_UNITARY_PACKAGE_COOLCOIL | Coil:Cooling:DX:SingleSpeed | 1843.48 | 1471.69 | 371.79 | 0.8 | 4.04
SPLITSYSTEMAC:8_UNITARY_PACKAGE_COOLCOIL | Coil:Cooling:DX:SingleSpeed | 1954.52 | 1559.13 | 395.38 | 0.8 | 4.08
SPLITSYSTEMAC:9_UNITARY_PACKAGE_COOLCOIL | Coil:Cooling:DX:SingleSpeed | 7875.95 | 6216.62 | 1659.33 | 0.79 | 4.01
SPLITSYSTEMAC:10_UNITARY_PACKAGE_COOLCOIL | Coil:Cooling:DX:SingleSpeed | 6539.01 | 5222.42 | 1316.6 | 0.8 | 4.07
SPLITSYSTEMAC:11_UNITARY_PACKAGE_COOLCOIL | Coil:Cooling:DX:SingleSpeed | 7025.71 | 5420 | 1605.71 | 0.77 | 3.95
SPLITSYSTEMAC:12_UNITARY_PACKAGE_COOLCOIL | Coil:Cooling:DX:SingleSpeed | 4546.18 | 3630.83 | 915.35 | 0.8 | 3.92
SPLITSYSTEMAC:13_UNITARY_PACKAGE_COOLCOIL | Coil:Cooling:DX:SingleSpeed | 4192.08 | 3348.03 | 844.05 | 0.8 | 3.92
SPLITSYSTEMAC:14_UNITARY_PACKAGE_COOLCOIL | Coil:Cooling:DX:SingleSpeed | 4123.17 | 3292.99 | 830.18 | 0.8 | 3.94
SPLITSYSTEMAC:15_UNITARY_PACKAGE_COOLCOIL | Coil:Cooling:DX:SingleSpeed | 6174.3 | 4697.36 | 1476.94 | 0.76 | 3.81
SPLITSYSTEMAC:16_UNITARY_PACKAGE_COOLCOIL | Coil:Cooling:DX:SingleSpeed | 6171.18 | 4694.78 | 1476.4 | 0.76 | 3.81
SPLITSYSTEMAC:17_UNITARY_PACKAGE_COOLCOIL | Coil:Cooling:DX:SingleSpeed | 5194.29 | 4148.44 | 1045.84 | 0.8 | 3.92
SPLITSYSTEMAC:18_UNITARY_PACKAGE_COOLCOIL | Coil:Cooling:DX:SingleSpeed | 4726.86 | 3775.13 | 951.73 | 0.8 | 3.95
SPLITSYSTEMAC:19_UNITARY_PACKAGE_COOLCOIL | Coil:Cooling:DX:SingleSpeed | 4370.1 | 3453.07 | 917.03 | 0.79 | 3.92
SPLITSYSTEMAC:20_UNITARY_PACKAGE_COOLCOIL | Coil:Cooling:DX:SingleSpeed | 3427.67 | 2737.52 | 690.14 | 0.8 | 3.95
SPLITSYSTEMAC:21_UNITARY_PACKAGE_COOLCOIL | Coil:Cooling:DX:SingleSpeed | 3273.26 | 2614.2 | 659.05 | 0.8 | 3.95
SPLITSYSTEMAC:22_UNITARY_PACKAGE_COOLCOIL | Coil:Cooling:DX:SingleSpeed | 3230.51 | 2580.07 | 650.45 | 0.8 | 4.09
SPLITSYSTEMAC:23_UNITARY_PACKAGE_COOLCOIL | Coil:Cooling:DX:SingleSpeed | 3950.8 | 3112.26 | 838.55 | 0.79 | 3.94
SPLITSYSTEMAC:24_UNITARY_PACKAGE_COOLCOIL | Coil:Cooling:DX:SingleSpeed | 3941.33 | 3104.16 | 837.17 | 0.79 | 3.94
| Type | Nominal Total Capacity [W] | Nominal Efficiency [W/W]
T CORRIDOR UNIT HEATER COIL | Coil:Heating:Electric | 0 | 1
G CORRIDOR UNIT HEATER COIL | Coil:Heating:Electric | 0 | 1
M CORRIDOR UNIT HEATER COIL | Coil:Heating:Electric | 0 | 1
SPLITSYSTEMAC:1_UNITARY_PACKAGE_HEATCOIL | Coil:Heating:Gas | 2348.69 | 0.8
SPLITSYSTEMAC:2_UNITARY_PACKAGE_HEATCOIL | Coil:Heating:Gas | 5871.72 | 0.8
SPLITSYSTEMAC:3_UNITARY_PACKAGE_HEATCOIL | Coil:Heating:Gas | 1043.51 | 0.8
SPLITSYSTEMAC:4_UNITARY_PACKAGE_HEATCOIL | Coil:Heating:Gas | 5871.72 | 0.8
SPLITSYSTEMAC:5_UNITARY_PACKAGE_HEATCOIL | Coil:Heating:Gas | 5871.72 | 0.8
SPLITSYSTEMAC:6_UNITARY_PACKAGE_HEATCOIL | Coil:Heating:Gas | 5871.72 | 0.8
SPLITSYSTEMAC:7_UNITARY_PACKAGE_HEATCOIL | Coil:Heating:Gas | 5871.72 | 0.8
SPLITSYSTEMAC:8_UNITARY_PACKAGE_HEATCOIL | Coil:Heating:Gas | 5871.72 | 0.8
SPLITSYSTEMAC:9_UNITARY_PACKAGE_HEATCOIL | Coil:Heating:Gas | 11743.45 | 0.8
SPLITSYSTEMAC:10_UNITARY_PACKAGE_HEATCOIL | Coil:Heating:Gas | 12370.23 | 0.8
SPLITSYSTEMAC:11_UNITARY_PACKAGE_HEATCOIL | Coil:Heating:Gas | 11743.45 | 0.8
SPLITSYSTEMAC:12_UNITARY_PACKAGE_HEATCOIL | Coil:Heating:Gas | 11743.45 | 0.8
SPLITSYSTEMAC:13_UNITARY_PACKAGE_HEATCOIL | Coil:Heating:Gas | 11743.45 | 0.8
SPLITSYSTEMAC:14_UNITARY_PACKAGE_HEATCOIL | Coil:Heating:Gas | 11743.45 | 0.8
SPLITSYSTEMAC:15_UNITARY_PACKAGE_HEATCOIL | Coil:Heating:Gas | 11743.45 | 0.8
SPLITSYSTEMAC:16_UNITARY_PACKAGE_HEATCOIL | Coil:Heating:Gas | 11743.45 | 0.8
SPLITSYSTEMAC:17_UNITARY_PACKAGE_HEATCOIL | Coil:Heating:Gas | 6141.91 | 0.8
SPLITSYSTEMAC:18_UNITARY_PACKAGE_HEATCOIL | Coil:Heating:Gas | 8098.81 | 0.8
SPLITSYSTEMAC:19_UNITARY_PACKAGE_HEATCOIL | Coil:Heating:Gas | 5871.72 | 0.8
SPLITSYSTEMAC:20_UNITARY_PACKAGE_HEATCOIL | Coil:Heating:Gas | 5871.72 | 0.8
SPLITSYSTEMAC:21_UNITARY_PACKAGE_HEATCOIL | Coil:Heating:Gas | 6050.52 | 0.8
SPLITSYSTEMAC:22_UNITARY_PACKAGE_HEATCOIL | Coil:Heating:Gas | 6050.19 | 0.8
SPLITSYSTEMAC:23_UNITARY_PACKAGE_HEATCOIL | Coil:Heating:Gas | 5871.72 | 0.8
SPLITSYSTEMAC:24_UNITARY_PACKAGE_HEATCOIL | Coil:Heating:Gas | 5871.72 | 0.8
| Type | Total Efficiency [W/W] | Delta Pressure [pa] | Max Flow Rate [m3/s] | Rated Power [W] | Motor Heat In Air Fraction | End Use
T CORRIDOR UNIT HEATERFAN | Fan:ConstantVolume | 0.54 | 49.8 | 0 | 0 | 1 | Unit Heater Fans
G CORRIDOR UNIT HEATERFAN | Fan:ConstantVolume | 0.54 | 49.8 | 0 | 0 | 1 | Unit Heater Fans
M CORRIDOR UNIT HEATERFAN | Fan:ConstantVolume | 0.54 | 49.8 | 0 | 0 | 1 | Unit Heater Fans
SPLITSYSTEMAC:1_UNITARY_PACKAGE_FAN | Fan:OnOff | 0.54 | 622 | 0.16 | 184.83 | 1 | Unitary Fans
SPLITSYSTEMAC:2_UNITARY_PACKAGE_FAN | Fan:OnOff | 0.54 | 622 | 0.14 | 164.69 | 1 | Unitary Fans
SPLITSYSTEMAC:3_UNITARY_PACKAGE_FAN | Fan:OnOff | 0.54 | 622 | 0.07 | 78 | 1 | Unitary Fans
SPLITSYSTEMAC:4_UNITARY_PACKAGE_FAN | Fan:OnOff | 0.54 | 622 | 0.11 | 128.31 | 1 | Unitary Fans
SPLITSYSTEMAC:5_UNITARY_PACKAGE_FAN | Fan:OnOff | 0.54 | 622 | 0.11 | 128.31 | 1 | Unitary Fans
SPLITSYSTEMAC:6_UNITARY_PACKAGE_FAN | Fan:OnOff | 0.54 | 622 | 0.11 | 128.31 | 1 | Unitary Fans
SPLITSYSTEMAC:7_UNITARY_PACKAGE_FAN | Fan:OnOff | 0.54 | 622 | 0.11 | 129.06 | 1 | Unitary Fans
SPLITSYSTEMAC:8_UNITARY_PACKAGE_FAN | Fan:OnOff | 0.54 | 622 | 0.12 | 136.6 | 1 | Unitary Fans
SPLITSYSTEMAC:9_UNITARY_PACKAGE_FAN | Fan:OnOff | 0.54 | 622 | 0.46 | 537.85 | 1 | Unitary Fans
SPLITSYSTEMAC:10_UNITARY_PACKAGE_FAN | Fan:OnOff | 0.54 | 622 | 0.4 | 458.19 | 1 | Unitary Fans
SPLITSYSTEMAC:11_UNITARY_PACKAGE_FAN | Fan:OnOff | 0.54 | 622 | 0.39 | 455.87 | 1 | Unitary Fans
SPLITSYSTEMAC:12_UNITARY_PACKAGE_FAN | Fan:OnOff | 0.59 | 622 | 0.27 | 288.8 | 1 | Unitary Fans
SPLITSYSTEMAC:13_UNITARY_PACKAGE_FAN | Fan:OnOff | 0.59 | 622 | 0.25 | 266.3 | 1 | Unitary Fans
SPLITSYSTEMAC:14_UNITARY_PACKAGE_FAN | Fan:OnOff | 0.59 | 622 | 0.25 | 261.92 | 1 | Unitary Fans
SPLITSYSTEMAC:15_UNITARY_PACKAGE_FAN | Fan:OnOff | 0.59 | 622 | 0.33 | 351.83 | 1 | Unitary Fans
SPLITSYSTEMAC:16_UNITARY_PACKAGE_FAN | Fan:OnOff | 0.59 | 622 | 0.33 | 351.62 | 1 | Unitary Fans
SPLITSYSTEMAC:17_UNITARY_PACKAGE_FAN | Fan:OnOff | 0.59 | 622 | 0.31 | 329.97 | 1 | Unitary Fans
SPLITSYSTEMAC:18_UNITARY_PACKAGE_FAN | Fan:OnOff | 0.59 | 622 | 0.29 | 300.27 | 1 | Unitary Fans
SPLITSYSTEMAC:19_UNITARY_PACKAGE_FAN | Fan:OnOff | 0.59 | 622 | 0.26 | 271.19 | 1 | Unitary Fans
SPLITSYSTEMAC:20_UNITARY_PACKAGE_FAN | Fan:OnOff | 0.59 | 622 | 0.21 | 217.74 | 1 | Unitary Fans
SPLITSYSTEMAC:21_UNITARY_PACKAGE_FAN | Fan:OnOff | 0.59 | 622 | 0.2 | 207.93 | 1 | Unitary Fans
SPLITSYSTEMAC:22_UNITARY_PACKAGE_FAN | Fan:OnOff | 0.54 | 622 | 0.2 | 226.36 | 1 | Unitary Fans
SPLITSYSTEMAC:23_UNITARY_PACKAGE_FAN | Fan:OnOff | 0.57 | 622 | 0.23 | 253.27 | 1 | Unitary Fans
SPLITSYSTEMAC:24_UNITARY_PACKAGE_FAN | Fan:OnOff | 0.57 | 622 | 0.23 | 252.55 | 1 | Unitary Fans
| Type | Control | Head [pa] | Power [W] | Motor Efficiency [W/W]
SWHSYS1 PUMP | Pump:VariableSpeed | INTERMITTENT | 0.01 | 0 | 1
| Type | Storage Volume [m3] | Input [W] | Thermal Efficiency [W/W] | Recovery Efficiency [W/W] | Energy Factor
SWHSYS1 WATER HEATER | WaterHeater:Mixed | 0 | 211500 | 0.8 | 704.88 | 0.55
| CO2:FACILITY [kg] | NOX:FACILITY [kg] | SO2:FACILITY [kg] | PM:FACILITY [kg] | HG:FACILITY [kg] | WATERENVIRONMENTALFACTORS:FACILITY [L] | CARBON EQUIVALENT:FACILITY [kg]
January | 8382.253 | 9.9281 | 14.8442 | 0 | 0.0001 | 195872.3002 | 3149.5204
February | 6294.1628 | 7.7583 | 13.0833 | 0 | 0.0001 | 172711.8225 | 2397.4392
March | 6617.721 | 8.2535 | 14.3709 | 0 | 0.0001 | 189729.7525 | 2530.9993
April | 5295.1688 | 6.9497 | 13.706 | 0 | 0.0001 | 181020.1635 | 2062.2012
May | 4954.9748 | 6.8273 | 14.8947 | 0 | 0.0001 | 196773.8547 | 1964.4226
June | 4824.1503 | 6.7499 | 15.1581 | 0 | 0.0001 | 200269.3712 | 1923.5727
July | 5221.5756 | 7.3957 | 16.9796 | 0 | 0.0001 | 224347.3592 | 2091.6485
August | 5273.193 | 7.4896 | 17.2802 | 0 | 0.0001 | 228321.9798 | 2114.5521
September | 4939.4906 | 6.9351 | 15.6724 | 0 | 0.0001 | 207067.9461 | 1972.1115
October | 5220.0225 | 7.0424 | 14.7331 | 0 | 0.0001 | 194617.3069 | 2053.4267
November | 6677.8917 | 8.2784 | 14.1815 | 0 | 0.0001 | 187219.5049 | 2548.6436
December | 8483.9379 | 10.0342 | 14.9322 | 0 | 0.0001 | 197030.3354 | 3186.1832
Annual Sum or Average | 72184.542 | 93.6421 | 179.8362 | 0 | 0.0008 | 2374980 | 27994.7211
Minimum of Months | 4824.1503 | 6.7499 | 13.0833 | 0 | 0.0001 | 172711.8225 | 1923.5727
Maximum of Months | 8483.9379 | 10.0342 | 17.2802 | 0 | 0.0001 | 228321.9798 | 3186.1832
| ELECTRICITY:FACILITY [J] | ELECTRICITY:FACILITY {Maximum}[W] | ELECTRICITY:FACILITY {TIMESTAMP} | INTERIORLIGHTS:ELECTRICITY {AT MAX/MIN} [W] | INTERIOREQUIPMENT:ELECTRICITY {AT MAX/MIN} [W] | FANS:ELECTRICITY {AT MAX/MIN} [W] | HEATING:ELECTRICITY {AT MAX/MIN} [W] | COOLING:ELECTRICITY {AT MAX/MIN} [W] | EXTERIORLIGHTS:ELECTRICITY {AT MAX/MIN} [W] | PUMPS:ELECTRICITY {AT MAX/MIN} [W] | HEATREJECTION:ELECTRICITY [Invalid/Undefined] | EXTERIOREQUIPMENT:ELECTRICITY [Invalid/Undefined] | HUMIDIFICATION:ELECTRICITY [Invalid/Undefined] | HEATRECOVERY:ELECTRICITY [Invalid/Undefined] | WATERSYSTEMS:ELECTRICITY [Invalid/Undefined] | REFRIGERATION:ELECTRICITY [Invalid/Undefined] | GENERATORS:ELECTRICITY [Invalid/Undefined] | ELECTRICITYPRODUCED:FACILITY [Invalid/Undefined]
January | 69017700000 | 42967.452 | 31-JAN-18:15 | 10630.253 | 23210.456 | 827.277 | 0 | 0 | 8299.466 | 0 | 0 | 0 | 0 | 0 | 0 | 0 | 0 | 0
February | 60856900000 | 43986.414 | 24-FEB-18:15 | 10630.253 | 23210.456 | 455.332 | 0 | 1390.907 | 8299.466 | 0 | 0 | 0 | 0 | 0 | 0 | 0 | 0 | 0
March | 66853300000 | 47056.741 | 29-MAR-18:30 | 12294.589 | 20556.855 | 1439.021 | 0 | 4466.81 | 8299.466 | 0 | 0 | 0 | 0 | 0 | 0 | 0 | 0 | 0
April | 63784400000 | 46038.877 | 29-APR-19:15 | 12443.002 | 19968.13 | 1268.496 | 0 | 4059.783 | 8299.466 | 0 | 0 | 0 | 0 | 0 | 0 | 0 | 0 | 0
May | 69335400000 | 51980.449 | 04-MAY-19:30 | 12443.002 | 19968.13 | 2720.7 | 0 | 8549.151 | 8299.466 | 0 | 0 | 0 | 0 | 0 | 0 | 0 | 0 | 0
June | 70567100000 | 53477.447 | 27-JUN-17:00 | 10630.253 | 23210.456 | 4488.623 | 0 | 15148.115 | 0 | 0 | 0 | 0 | 0 | 0 | 0 | 0 | 0 | 0
July | 79051200000 | 58362.778 | 24-JUL-17:00 | 10630.253 | 23210.456 | 5378.121 | 0 | 19143.948 | 0 | 0 | 0 | 0 | 0 | 0 | 0 | 0 | 0 | 0
August | 80451700000 | 58571.697 | 06-AUG-19:45 | 12443.002 | 19968.13 | 4102.282 | 0 | 13758.817 | 8299.466 | 0 | 0 | 0 | 0 | 0 | 0 | 0 | 0 | 0
September | 72962600000 | 65850.857 | 02-SEP-18:00 | 12294.589 | 20556.855 | 5455.239 | 0 | 19244.708 | 8299.466 | 0 | 0 | 0 | 0 | 0 | 0 | 0 | 0 | 0
October | 68575500000 | 49651.524 | 09-OCT-17:45 | 10630.253 | 23210.456 | 1773.278 | 0 | 5738.071 | 8299.466 | 0 | 0 | 0 | 0 | 0 | 0 | 0 | 0 | 0
November | 65968800000 | 45832.079 | 04-NOV-18:15 | 10630.253 | 23210.456 | 874.7 | 0 | 2817.204 | 8299.466 | 0 | 0 | 0 | 0 | 0 | 0 | 0 | 0 | 0
December | 69425800000 | 43106.987 | 13-DEC-18:15 | 10630.253 | 23210.456 | 966.812 | 0 | 0 | 8299.466 | 0 | 0 | 0 | 0 | 0 | 0 | 0 | 0 | 0
Annual Sum or Average | 836850000000 | [9 empty] | 0 | 0 | 0 | 0 | 0 | 0 | 0 | 0
Minimum of Months | 60856900000 | 42967.452 |  | 10630.253 | 19968.13 | 455.332 | 0 | 0 | 0 | 0 | 0 | 0 | 0 | 0 | 0 | 0 | 0 | 0
Maximum of Months | 80451700000 | 65850.857 |  | 12443.002 | 23210.456 | 5455.239 | 0 | 19244.708 | 8299.466 | 0 | 0 | 0 | 0 | 0 | 0 | 0 | 0 | 0
| Electric | Gas | Other | Total
Cost ($) | 16799.6 | 5132.29 | 0 | 21931.89
Cost per Total Building Area ($/m2) | 5.36 | 1.64 | 0 | 7
Cost per Net Conditioned Building Area ($/m2) | 5.36 | 1.64 | 0 | 7

## Chicago (hidden)
| Total Energy [GJ] | Energy Per Total Building Area [MJ/m2] | Energy Per Conditioned Building Area [MJ/m2]
Total Site Energy | 1844.51 | 588.44 | 588.44
Net Site Energy | 1844.51 | 588.44 | 588.44
Total Source Energy | 4316.63 | 1377.09 | 1377.09
Net Source Energy | 4316.63 | 1377.09 | 1377.09
Area [m2]
Total Building Area | 3134.59
Net Conditioned Building Area | 3134.59
Unconditioned Building Area | 0
| Electricity [GJ] | Natural Gas [GJ] | Other Fuel [GJ] | District Cooling [GJ] | District Heating [GJ] | Water [m3]
Heating | 0 | 545.96 | 0 | 0 | 0 | 0
Cooling | 144.22 | 0 | 0 | 0 | 0 | 0
Interior Lighting | 173.35 | 0 | 0 | 0 | 0 | 0
Exterior Lighting | 130.25 | 0 | 0 | 0 | 0 | 0
Interior Equipment | 449.59 | 0 | 0 | 0 | 0 | 0
Exterior Equipment | 0 | 0 | 0 | 0 | 0 | 0
Fans | 40.81 | 0 | 0 | 0 | 0 | 0
Pumps | 0 | 0 | 0 | 0 | 0 | 0
Heat Rejection | 0 | 0 | 0 | 0 | 0 | 0
Humidification | 0 | 0 | 0 | 0 | 0 | 0
Heat Recovery | 0 | 0 | 0 | 0 | 0 | 0
Water Systems | 0 | 360.33 | 0 | 0 | 0 | 1874.65
Refrigeration | 0 | 0 | 0 | 0 | 0 | 0
Generators | 0 | 0 | 0 | 0 | 0 | 0
Total End Uses | 938.23 | 906.29 | 0 | 0 | 0 | 1874.65
| Area [m2] | Conditioned (Y/N) | Volume [m3] | Multipliers | Gross Wall Area [m2] | Window Glass Area [m2] | Lighting [W/m2] | People [m2] per person | Plug and Process [W/m2]
G SW APARTMENT | 88.25 | Yes | 268.96 | 1 | 58.52 | 8.55 | 3.875 | 35.3 | 5.38
G NW APARTMENT | 88.25 | Yes | 268.96 | 1 | 58.52 | 8.55 | 3.875 | 35.3 | 5.38
OFFICE | 88.25 | Yes | 268.96 | 1 | 58.52 | 8.55 | 10.76 | 44.12 | 12.9
G NE APARTMENT | 88.25 | Yes | 268.96 | 1 | 58.52 | 8.55 | 3.875 | 35.3 | 5.38
G N1 APARTMENT | 88.25 | Yes | 268.96 | 1 | 35.3 | 5.2 | 3.875 | 35.3 | 5.38
G N2 APARTMENT | 88.25 | Yes | 268.96 | 1 | 35.3 | 5.2 | 3.875 | 35.3 | 5.38
G S1 APARTMENT | 88.25 | Yes | 268.96 | 1 | 35.3 | 5.2 | 3.875 | 35.3 | 5.38
G S2 APARTMENT | 88.25 | Yes | 268.96 | 1 | 35.3 | 5.2 | 3.875 | 35.3 | 5.38
M SW APARTMENT | 88.25 | Yes | 268.96 | 2 | 58.52 | 8.55 | 3.875 | 35.3 | 5.38
M NW APARTMENT | 88.25 | Yes | 268.96 | 2 | 58.52 | 8.55 | 3.875 | 35.3 | 5.38
M SE APARTMENT | 88.25 | Yes | 268.96 | 2 | 58.52 | 8.55 | 3.875 | 35.3 | 5.38
M NE APARTMENT | 88.25 | Yes | 268.96 | 2 | 58.52 | 8.55 | 3.875 | 35.3 | 5.38
M N1 APARTMENT | 88.25 | Yes | 268.96 | 2 | 35.3 | 5.2 | 3.875 | 35.3 | 5.38
M N2 APARTMENT | 88.25 | Yes | 268.96 | 2 | 35.3 | 5.2 | 3.875 | 35.3 | 5.38
M S1 APARTMENT | 88.25 | Yes | 268.96 | 2 | 35.3 | 5.2 | 3.875 | 35.3 | 5.38
M S2 APARTMENT | 88.25 | Yes | 268.96 | 2 | 35.3 | 5.2 | 3.875 | 35.3 | 5.38
T SW APARTMENT | 88.25 | Yes | 268.96 | 1 | 58.52 | 8.55 | 3.875 | 35.3 | 5.38
T NW APARTMENT | 88.25 | Yes | 268.96 | 1 | 58.52 | 8.55 | 3.875 | 35.3 | 5.38
T SE APARTMENT | 88.25 | Yes | 268.96 | 1 | 58.52 | 8.55 | 3.875 | 35.3 | 5.38
T NE APARTMENT | 88.25 | Yes | 268.96 | 1 | 58.52 | 8.55 | 3.875 | 35.3 | 5.38
T N1 APARTMENT | 88.25 | Yes | 268.96 | 1 | 35.3 | 5.2 | 3.875 | 35.3 | 5.38
T N2 APARTMENT | 88.25 | Yes | 268.96 | 1 | 35.3 | 5.2 | 3.875 | 35.3 | 5.38
T S1 APARTMENT | 88.25 | Yes | 268.96 | 1 | 35.3 | 5.2 | 3.875 | 35.3 | 5.38
T S2 APARTMENT | 88.25 | Yes | 268.96 | 1 | 35.3 | 5.2 | 3.875 | 35.3 | 5.38
T CORRIDOR | 77.66 | Yes | 236.69 | 1 | 10.22 | 2.23 | 5.38 |  | 0
G CORRIDOR | 77.66 | Yes | 236.69 | 1 | 10.22 | 4.43 | 5.38 |  | 209.035
M CORRIDOR | 77.66 | Yes | 236.69 | 2 | 10.22 | 2.23 | 5.38 |  | 0
Total | 3134.59 |  | 9553.6 |  | 1542.01 | 231.09 | 4.218 | 39.43 | 10.2373
Conditioned Total | 3134.59 |  | 9553.6 |  | 1542.01 | 231.09 | 4.218 | 39.43 | 10.2373
Unconditioned Total | 0 |  | 0 |  | 0 | 0
| Construction | Reflectance | U-Factor with Film [W/m2-K] | U-Factor no Film [W/m2-K] | Gross Area [m2] | Azimuth [deg] | Tilt [deg] | Cardinal Direction
G SWALL SWA | STEEL-FRAMED_R-13 + R-7.5 CI_EXT-WALL | 0.3 | 0.364 | 0.38 | 35.3 | 180 | 90 | S
G WWALL SWA | STEEL-FRAMED_R-13 + R-7.5 CI_EXT-WALL | 0.3 | 0.364 | 0.38 | 23.22 | 270 | 90 | W
G GFLOOR SWA | UNHEATED - 4IN SLAB WITH CARPET_EXT-SLAB | 0.3 | 1.862 | 3.4 | 88.25 | 270 | 180
G NWALL NWA | STEEL-FRAMED_R-13 + R-7.5 CI_EXT-WALL | 0.3 | 0.364 | 0.38 | 35.3 | 0 | 90 | N
G WWALL NWA | STEEL-FRAMED_R-13 + R-7.5 CI_EXT-WALL | 0.3 | 0.364 | 0.38 | 23.22 | 270 | 90 | W
G GFLOOR NWA | UNHEATED - 4IN SLAB WITH CARPET_EXT-SLAB | 0.3 | 1.862 | 3.4 | 88.25 | 270 | 180
G SWALL SEA | STEEL-FRAMED_R-13 + R-7.5 CI_EXT-WALL | 0.3 | 0.364 | 0.38 | 35.3 | 180 | 90 | S
G EWALL SEA | STEEL-FRAMED_R-13 + R-7.5 CI_EXT-WALL | 0.3 | 0.364 | 0.38 | 23.22 | 90 | 90 | E
G GFLOOR SEA | UNHEATED - 4IN SLAB WITH CARPET_EXT-SLAB | 0.3 | 1.862 | 3.4 | 88.25 | 270 | 180
G NWALL NEA | STEEL-FRAMED_R-13 + R-7.5 CI_EXT-WALL | 0.3 | 0.364 | 0.38 | 35.3 | 0 | 90 | N
G EWALL NEA | STEEL-FRAMED_R-13 + R-7.5 CI_EXT-WALL | 0.3 | 0.364 | 0.38 | 23.22 | 90 | 90 | E
G GFLOOR NEA | UNHEATED - 4IN SLAB WITH CARPET_EXT-SLAB | 0.3 | 1.862 | 3.4 | 88.25 | 270 | 180
G NWALL N1A | STEEL-FRAMED_R-13 + R-7.5 CI_EXT-WALL | 0.3 | 0.364 | 0.38 | 35.3 | 0 | 90 | N
G GFLOOR N1A | UNHEATED - 4IN SLAB WITH CARPET_EXT-SLAB | 0.3 | 1.862 | 3.4 | 88.25 | 270 | 180
G NWALL N2A | STEEL-FRAMED_R-13 + R-7.5 CI_EXT-WALL | 0.3 | 0.364 | 0.38 | 35.3 | 0 | 90 | N
G GFLOOR N2A | UNHEATED - 4IN SLAB WITH CARPET_EXT-SLAB | 0.3 | 1.862 | 3.4 | 88.25 | 270 | 180
G SWALL S1A | STEEL-FRAMED_R-13 + R-7.5 CI_EXT-WALL | 0.3 | 0.364 | 0.38 | 35.3 | 180 | 90 | S
G GFLOOR S1A | UNHEATED - 4IN SLAB WITH CARPET_EXT-SLAB | 0.3 | 1.862 | 3.4 | 88.25 | 270 | 180
G SWALL S2A | STEEL-FRAMED_R-13 + R-7.5 CI_EXT-WALL | 0.3 | 0.364 | 0.38 | 35.3 | 180 | 90 | S
G GFLOOR S2A | UNHEATED - 4IN SLAB WITH CARPET_EXT-SLAB | 0.3 | 1.862 | 3.4 | 88.25 | 270 | 180
M WWALL SWA | STEEL-FRAMED_R-13 + R-7.5 CI_EXT-WALL | 0.3 | 0.364 | 0.38 | 46.45 | 270 | 90 | W
M SWALL SWA | STEEL-FRAMED_R-13 + R-7.5 CI_EXT-WALL | 0.3 | 0.364 | 0.38 | 70.6 | 180 | 90 | S
M NWALL NWA | STEEL-FRAMED_R-13 + R-7.5 CI_EXT-WALL | 0.3 | 0.364 | 0.38 | 70.6 | 0 | 90 | N
M WWALL NWA | STEEL-FRAMED_R-13 + R-7.5 CI_EXT-WALL | 0.3 | 0.364 | 0.38 | 46.45 | 270 | 90 | W
M EWALL SEA | STEEL-FRAMED_R-13 + R-7.5 CI_EXT-WALL | 0.3 | 0.364 | 0.38 | 46.45 | 90 | 90 | E
M SWALL SEA | STEEL-FRAMED_R-13 + R-7.5 CI_EXT-WALL | 0.3 | 0.364 | 0.38 | 70.6 | 180 | 90 | S
M NWALL NEA | STEEL-FRAMED_R-13 + R-7.5 CI_EXT-WALL | 0.3 | 0.364 | 0.38 | 70.6 | 0 | 90 | N
M EWALL NEA | STEEL-FRAMED_R-13 + R-7.5 CI_EXT-WALL | 0.3 | 0.364 | 0.38 | 46.45 | 90 | 90 | E
M NWALL N1A | STEEL-FRAMED_R-13 + R-7.5 CI_EXT-WALL | 0.3 | 0.364 | 0.38 | 70.6 | 0 | 90 | N
M NWALL N2A | STEEL-FRAMED_R-13 + R-7.5 CI_EXT-WALL | 0.3 | 0.364 | 0.38 | 70.6 | 0 | 90 | N
M SWALL S1A | STEEL-FRAMED_R-13 + R-7.5 CI_EXT-WALL | 0.3 | 0.364 | 0.38 | 70.6 | 180 | 90 | S
M SWALL S2A | STEEL-FRAMED_R-13 + R-7.5 CI_EXT-WALL | 0.3 | 0.364 | 0.38 | 70.6 | 180 | 90 | S
T WWALL SWA | STEEL-FRAMED_R-13 + R-7.5 CI_EXT-WALL | 0.3 | 0.364 | 0.38 | 23.22 | 270 | 90 | W
T SWALL SWA | STEEL-FRAMED_R-13 + R-7.5 CI_EXT-WALL | 0.3 | 0.364 | 0.38 | 35.3 | 180 | 90 | S
T ROOF SWA | IEAD_R-15 CI_ROOF | 0.3 | 0.357 | 0.38 | 88.25 | 0 | 0
T NWALL NWA | STEEL-FRAMED_R-13 + R-7.5 CI_EXT-WALL | 0.3 | 0.364 | 0.38 | 35.3 | 0 | 90 | N
T WWALL NWA | STEEL-FRAMED_R-13 + R-7.5 CI_EXT-WALL | 0.3 | 0.364 | 0.38 | 23.22 | 270 | 90 | W
T ROOF NWA | IEAD_R-15 CI_ROOF | 0.3 | 0.357 | 0.38 | 88.25 | 0 | 0
T EWALL SEA | STEEL-FRAMED_R-13 + R-7.5 CI_EXT-WALL | 0.3 | 0.364 | 0.38 | 23.22 | 90 | 90 | E
T SWALL SEA | STEEL-FRAMED_R-13 + R-7.5 CI_EXT-WALL | 0.3 | 0.364 | 0.38 | 35.3 | 180 | 90 | S
T ROOF SEA | IEAD_R-15 CI_ROOF | 0.3 | 0.357 | 0.38 | 88.25 | 0 | 0
T NWALL NEA | STEEL-FRAMED_R-13 + R-7.5 CI_EXT-WALL | 0.3 | 0.364 | 0.38 | 35.3 | 0 | 90 | N
T EWALL NEA | STEEL-FRAMED_R-13 + R-7.5 CI_EXT-WALL | 0.3 | 0.364 | 0.38 | 23.22 | 90 | 90 | E
T ROOF NEA | IEAD_R-15 CI_ROOF | 0.3 | 0.357 | 0.38 | 88.25 | 0 | 0
T NWALL N1A | STEEL-FRAMED_R-13 + R-7.5 CI_EXT-WALL | 0.3 | 0.364 | 0.38 | 35.3 | 0 | 90 | N
T ROOF N1A | IEAD_R-15 CI_ROOF | 0.3 | 0.357 | 0.38 | 88.25 | 0 | 0
T NWALL N2A | STEEL-FRAMED_R-13 + R-7.5 CI_EXT-WALL | 0.3 | 0.364 | 0.38 | 35.3 | 0 | 90 | N
T ROOF N2A | IEAD_R-15 CI_ROOF | 0.3 | 0.357 | 0.38 | 88.25 | 0 | 0
T SWALL S1A | STEEL-FRAMED_R-13 + R-7.5 CI_EXT-WALL | 0.3 | 0.364 | 0.38 | 35.3 | 180 | 90 | S
T ROOF S1A | IEAD_R-15 CI_ROOF | 0.3 | 0.357 | 0.38 | 88.25 | 0 | 0
T SWALL S2A | STEEL-FRAMED_R-13 + R-7.5 CI_EXT-WALL | 0.3 | 0.364 | 0.38 | 35.3 | 180 | 90 | S
T ROOF S2A | IEAD_R-15 CI_ROOF | 0.3 | 0.357 | 0.38 | 88.25 | 0 | 0
T WWALL C | STEEL-FRAMED_R-13 + R-7.5 CI_EXT-WALL | 0.3 | 0.364 | 0.38 | 5.11 | 270 | 90 | W
T EWALL C | STEEL-FRAMED_R-13 + R-7.5 CI_EXT-WALL | 0.3 | 0.364 | 0.38 | 5.11 | 90 | 90 | E
T ROOF C | IEAD_R-15 CI_ROOF | 0.3 | 0.357 | 0.38 | 77.66 | 0 | 0
G WWALL C | STEEL-FRAMED_R-13 + R-7.5 CI_EXT-WALL | 0.3 | 0.364 | 0.38 | 5.11 | 270 | 90 | W
G EWALL C | STEEL-FRAMED_R-13 + R-7.5 CI_EXT-WALL | 0.3 | 0.364 | 0.38 | 5.11 | 90 | 90 | E
G FLOOR C | UNHEATED - 4IN SLAB WITH CARPET_EXT-SLAB | 0.3 | 1.862 | 3.4 | 77.66 | 270 | 180
M WWALL C | STEEL-FRAMED_R-13 + R-7.5 CI_EXT-WALL | 0.3 | 0.364 | 0.38 | 10.22 | 270 | 90 | W
M EWALL C | STEEL-FRAMED_R-13 + R-7.5 CI_EXT-WALL | 0.3 | 0.364 | 0.38 | 10.22 | 90 | 90 | E
| Construction | Area of One Opening [m2] | Area of Openings [m2] | U-Factor [W/m2-K] | SHGC | Visible Transmittance | Shade Control | Parent Surface | Azimuth [deg] | Cardinal Direction
GWINDOW1 | STD_WINDOW_UVALUE_3.237_SHGC_0.39_VT_0.495 | 5.2 | 5.2 | 3.18 | 0.402 | 0.495 | No | G SWALL SWA | 180 | S
GWINDOW2 | STD_WINDOW_UVALUE_3.237_SHGC_0.39_VT_0.495_WEST | 3.34 | 3.34 | 3.18 | 0.402 | 0.495 | No | G WWALL SWA | 270 | W
GWINDOW4 | STD_WINDOW_UVALUE_3.237_SHGC_0.49_VT_0.622 | 5.2 | 5.2 | 3.18 | 0.501 | 0.622 | No | G NWALL NWA | 0 | N
GWINDOW6 | STD_WINDOW_UVALUE_3.237_SHGC_0.39_VT_0.495_WEST | 3.34 | 3.34 | 3.18 | 0.402 | 0.495 | No | G WWALL NWA | 270 | W
GWINDOW3 | STD_WINDOW_UVALUE_3.237_SHGC_0.39_VT_0.495 | 5.2 | 5.2 | 3.18 | 0.402 | 0.495 | No | G SWALL SEA | 180 | S
GWINDOW7 | STD_WINDOW_UVALUE_3.237_SHGC_0.39_VT_0.495_EAST | 3.34 | 3.34 | 3.18 | 0.402 | 0.495 | No | G EWALL SEA | 90 | E
GWINDOW5 | STD_WINDOW_UVALUE_3.237_SHGC_0.49_VT_0.622 | 5.2 | 5.2 | 3.18 | 0.501 | 0.622 | No | G NWALL NEA | 0 | N
GWINDOW8 | STD_WINDOW_UVALUE_3.237_SHGC_0.39_VT_0.495_EAST | 3.34 | 3.34 | 3.18 | 0.402 | 0.495 | No | G EWALL NEA | 90 | E
GWINDOW9 | STD_WINDOW_UVALUE_3.237_SHGC_0.49_VT_0.622 | 5.2 | 5.2 | 3.18 | 0.501 | 0.622 | No | G NWALL N1A | 0 | N
GWINDOW10 | STD_WINDOW_UVALUE_3.237_SHGC_0.49_VT_0.622 | 5.2 | 5.2 | 3.18 | 0.501 | 0.622 | No | G NWALL N2A | 0 | N
GWINDOW11 | STD_WINDOW_UVALUE_3.237_SHGC_0.39_VT_0.495 | 5.2 | 5.2 | 3.18 | 0.402 | 0.495 | No | G SWALL S1A | 180 | S
GWINDOW12 | STD_WINDOW_UVALUE_3.237_SHGC_0.39_VT_0.495 | 5.2 | 5.2 | 3.18 | 0.402 | 0.495 | No | G SWALL S2A | 180 | S
MWINDOW2 | STD_WINDOW_UVALUE_3.237_SHGC_0.39_VT_0.495_WEST | 3.34 | 6.69 | 3.18 | 0.402 | 0.495 | No | M WWALL SWA | 270 | W
MWINDOW1 | STD_WINDOW_UVALUE_3.237_SHGC_0.39_VT_0.495 | 5.2 | 10.4 | 3.18 | 0.402 | 0.495 | No | M SWALL SWA | 180 | S
MWINDOW4 | STD_WINDOW_UVALUE_3.237_SHGC_0.49_VT_0.622 | 5.2 | 10.4 | 3.18 | 0.501 | 0.622 | No | M NWALL NWA | 0 | N
MWINDOW6 | STD_WINDOW_UVALUE_3.237_SHGC_0.39_VT_0.495_WEST | 3.34 | 6.69 | 3.18 | 0.402 | 0.495 | No | M WWALL NWA | 270 | W
MWINDOW7 | STD_WINDOW_UVALUE_3.237_SHGC_0.39_VT_0.495_EAST | 3.34 | 6.69 | 3.18 | 0.402 | 0.495 | No | M EWALL SEA | 90 | E
MWINDOW3 | STD_WINDOW_UVALUE_3.237_SHGC_0.39_VT_0.495 | 5.2 | 10.4 | 3.18 | 0.402 | 0.495 | No | M SWALL SEA | 180 | S
MWINDOW5 | STD_WINDOW_UVALUE_3.237_SHGC_0.49_VT_0.622 | 5.2 | 10.4 | 3.18 | 0.501 | 0.622 | No | M NWALL NEA | 0 | N
MWINDOW8 | STD_WINDOW_UVALUE_3.237_SHGC_0.39_VT_0.495_EAST | 3.34 | 6.69 | 3.18 | 0.402 | 0.495 | No | M EWALL NEA | 90 | E
MWINDOW9 | STD_WINDOW_UVALUE_3.237_SHGC_0.49_VT_0.622 | 5.2 | 10.4 | 3.18 | 0.501 | 0.622 | No | M NWALL N1A | 0 | N
MWINDOW10 | STD_WINDOW_UVALUE_3.237_SHGC_0.49_VT_0.622 | 5.2 | 10.4 | 3.18 | 0.501 | 0.622 | No | M NWALL N2A | 0 | N
MWINDOW11 | STD_WINDOW_UVALUE_3.237_SHGC_0.39_VT_0.495 | 5.2 | 10.4 | 3.18 | 0.402 | 0.495 | No | M SWALL S1A | 180 | S
MWINDOW12 | STD_WINDOW_UVALUE_3.237_SHGC_0.39_VT_0.495 | 5.2 | 10.4 | 3.18 | 0.402 | 0.495 | No | M SWALL S2A | 180 | S
TWINDOW2 | STD_WINDOW_UVALUE_3.237_SHGC_0.39_VT_0.495_WEST | 3.34 | 3.34 | 3.18 | 0.402 | 0.495 | No | T WWALL SWA | 270 | W
TWINDOW1 | STD_WINDOW_UVALUE_3.237_SHGC_0.39_VT_0.495 | 5.2 | 5.2 | 3.18 | 0.402 | 0.495 | No | T SWALL SWA | 180 | S
TWINDOW4 | STD_WINDOW_UVALUE_3.237_SHGC_0.49_VT_0.622 | 5.2 | 5.2 | 3.18 | 0.501 | 0.622 | No | T NWALL NWA | 0 | N
TWINDOW6 | STD_WINDOW_UVALUE_3.237_SHGC_0.39_VT_0.495_WEST | 3.34 | 3.34 | 3.18 | 0.402 | 0.495 | No | T WWALL NWA | 270 | W
TWINDOW7 | STD_WINDOW_UVALUE_3.237_SHGC_0.39_VT_0.495_EAST | 3.34 | 3.34 | 3.18 | 0.402 | 0.495 | No | T EWALL SEA | 90 | E
TWINDOW3 | STD_WINDOW_UVALUE_3.237_SHGC_0.39_VT_0.495 | 5.2 | 5.2 | 3.18 | 0.402 | 0.495 | No | T SWALL SEA | 180 | S
TWINDOW5 | STD_WINDOW_UVALUE_3.237_SHGC_0.49_VT_0.622 | 5.2 | 5.2 | 3.18 | 0.501 | 0.622 | No | T NWALL NEA | 0 | N
TWINDOW8 | STD_WINDOW_UVALUE_3.237_SHGC_0.39_VT_0.495_EAST | 3.34 | 3.34 | 3.18 | 0.402 | 0.495 | No | T EWALL NEA | 90 | E
TWINDOW9 | STD_WINDOW_UVALUE_3.237_SHGC_0.49_VT_0.622 | 5.2 | 5.2 | 3.18 | 0.501 | 0.622 | No | T NWALL N1A | 0 | N
TWINDOW10 | STD_WINDOW_UVALUE_3.237_SHGC_0.49_VT_0.622 | 5.2 | 5.2 | 3.18 | 0.501 | 0.622 | No | T NWALL N2A | 0 | N
TWINDOW11 | STD_WINDOW_UVALUE_3.237_SHGC_0.39_VT_0.495 | 5.2 | 5.2 | 3.18 | 0.402 | 0.495 | No | T SWALL S1A | 180 | S
TWINDOW12 | STD_WINDOW_UVALUE_3.237_SHGC_0.39_VT_0.495 | 5.2 | 5.2 | 3.18 | 0.402 | 0.495 | No | T SWALL S2A | 180 | S
TWINDOW13 | STD_WINDOW_UVALUE_3.237_SHGC_0.39_VT_0.495_WEST | 1.11 | 1.11 | 3.18 | 0.402 | 0.495 | No | T WWALL C | 270 | W
TWINDOW14 | STD_WINDOW_UVALUE_3.237_SHGC_0.39_VT_0.495_EAST | 1.11 | 1.11 | 3.18 | 0.402 | 0.495 | No | T EWALL C | 90 | E
GWINDOW13 | STD_WINDOW_UVALUE_3.237_SHGC_0.39_VT_0.495_WEST | 1.11 | 1.11 | 3.18 | 0.402 | 0.495 | No | G WWALL C | 270 | W
EAST_DOOR | STD_WINDOW_UVALUE_3.237_SHGC_0.39_VT_0.495_EAST | 3.32 | 3.32 | 3.18 | 0.402 | 0.495 | No | G EWALL C | 90 | E
MWINDOW13 | STD_WINDOW_UVALUE_3.237_SHGC_0.39_VT_0.495_WEST | 1.11 | 2.23 | 3.18 | 0.402 | 0.495 | No | M WWALL C | 270 | W
MWINDOW14 | STD_WINDOW_UVALUE_3.237_SHGC_0.39_VT_0.495_EAST | 1.11 | 2.23 | 3.18 | 0.402 | 0.495 | No | M EWALL C | 90 | E
Total or Average |  |  | 231.09 | 3.18 | 0.438 | 0.541
North Total or Average |  |  | 83.23 | 3.18 | 0.501 | 0.622
Non-North Total or Average |  |  | 147.86 | 3.18 | 0.402 | 0.495
| Type | Nominal Capacity [W] | Nominal Efficiency [W/W]
None
| Type | Nominal Total Capacity [W] | Nominal Sensible Capacity [W] | Nominal Latent Capacity [W] | Nominal Sensible Heat Ratio | Nominal Efficiency [W/W]
SPLITSYSTEMAC:1_UNITARY_PACKAGE_COOLCOIL | Coil:Cooling:DX:SingleSpeed | 4136.93 | 2953.9 | 1183.03 | 0.71 | 3.76
SPLITSYSTEMAC:2_UNITARY_PACKAGE_COOLCOIL | Coil:Cooling:DX:SingleSpeed | 5286.25 | 3573.94 | 1712.3 | 0.68 | 3.65
SPLITSYSTEMAC:3_UNITARY_PACKAGE_COOLCOIL | Coil:Cooling:DX:SingleSpeed | 1669.87 | 1128.97 | 540.9 | 0.68 | 3.69
SPLITSYSTEMAC:4_UNITARY_PACKAGE_COOLCOIL | Coil:Cooling:DX:SingleSpeed | 3846.64 | 2600.65 | 1245.99 | 0.68 | 3.64
SPLITSYSTEMAC:5_UNITARY_PACKAGE_COOLCOIL | Coil:Cooling:DX:SingleSpeed | 3658.84 | 2473.68 | 1185.16 | 0.68 | 3.68
SPLITSYSTEMAC:6_UNITARY_PACKAGE_COOLCOIL | Coil:Cooling:DX:SingleSpeed | 3632.58 | 2455.93 | 1176.65 | 0.68 | 3.68
SPLITSYSTEMAC:7_UNITARY_PACKAGE_COOLCOIL | Coil:Cooling:DX:SingleSpeed | 3247.26 | 2195.42 | 1051.84 | 0.68 | 3.66
SPLITSYSTEMAC:8_UNITARY_PACKAGE_COOLCOIL | Coil:Cooling:DX:SingleSpeed | 3501.93 | 2367.6 | 1134.33 | 0.68 | 3.66
SPLITSYSTEMAC:9_UNITARY_PACKAGE_COOLCOIL | Coil:Cooling:DX:SingleSpeed | 11646.76 | 7874.18 | 3772.58 | 0.68 | 3.67
SPLITSYSTEMAC:10_UNITARY_PACKAGE_COOLCOIL | Coil:Cooling:DX:SingleSpeed | 12717.25 | 8597.92 | 4119.33 | 0.68 | 3.66
SPLITSYSTEMAC:11_UNITARY_PACKAGE_COOLCOIL | Coil:Cooling:DX:SingleSpeed | 9382 | 6343.01 | 3038.99 | 0.68 | 3.67
SPLITSYSTEMAC:12_UNITARY_PACKAGE_COOLCOIL | Coil:Cooling:DX:SingleSpeed | 8698.2 | 5880.71 | 2817.49 | 0.68 | 3.6
SPLITSYSTEMAC:13_UNITARY_PACKAGE_COOLCOIL | Coil:Cooling:DX:SingleSpeed | 8309.45 | 5617.88 | 2691.57 | 0.68 | 3.59
SPLITSYSTEMAC:14_UNITARY_PACKAGE_COOLCOIL | Coil:Cooling:DX:SingleSpeed | 8251.88 | 5578.96 | 2672.92 | 0.68 | 3.6
SPLITSYSTEMAC:15_UNITARY_PACKAGE_COOLCOIL | Coil:Cooling:DX:SingleSpeed | 7610.56 | 5145.37 | 2465.19 | 0.68 | 3.61
SPLITSYSTEMAC:16_UNITARY_PACKAGE_COOLCOIL | Coil:Cooling:DX:SingleSpeed | 7616.38 | 5149.31 | 2467.07 | 0.68 | 3.61
SPLITSYSTEMAC:17_UNITARY_PACKAGE_COOLCOIL | Coil:Cooling:DX:SingleSpeed | 7810.02 | 5426.85 | 2383.17 | 0.69 | 3.65
SPLITSYSTEMAC:18_UNITARY_PACKAGE_COOLCOIL | Coil:Cooling:DX:SingleSpeed | 8753.45 | 6049.89 | 2703.56 | 0.69 | 3.63
SPLITSYSTEMAC:19_UNITARY_PACKAGE_COOLCOIL | Coil:Cooling:DX:SingleSpeed | 6542.22 | 4423.09 | 2119.13 | 0.68 | 3.59
SPLITSYSTEMAC:20_UNITARY_PACKAGE_COOLCOIL | Coil:Cooling:DX:SingleSpeed | 6453.16 | 4411.94 | 2041.23 | 0.68 | 3.62
SPLITSYSTEMAC:21_UNITARY_PACKAGE_COOLCOIL | Coil:Cooling:DX:SingleSpeed | 6477.96 | 4379.64 | 2098.32 | 0.68 | 3.6
SPLITSYSTEMAC:22_UNITARY_PACKAGE_COOLCOIL | Coil:Cooling:DX:SingleSpeed | 6439.86 | 4353.88 | 2085.98 | 0.68 | 3.67
SPLITSYSTEMAC:23_UNITARY_PACKAGE_COOLCOIL | Coil:Cooling:DX:SingleSpeed | 5927.29 | 4007.34 | 1919.95 | 0.68 | 3.63
SPLITSYSTEMAC:24_UNITARY_PACKAGE_COOLCOIL | Coil:Cooling:DX:SingleSpeed | 5891.83 | 3983.37 | 1908.46 | 0.68 | 3.63
| Type | Nominal Total Capacity [W] | Nominal Efficiency [W/W]
T CORRIDOR UNIT HEATER COIL | Coil:Heating:Electric | 0 | 1
G CORRIDOR UNIT HEATER COIL | Coil:Heating:Electric | 0 | 1
M CORRIDOR UNIT HEATER COIL | Coil:Heating:Electric | 0 | 1
SPLITSYSTEMAC:1_UNITARY_PACKAGE_HEATCOIL | Coil:Heating:Gas | 4146.02 | 0.8
SPLITSYSTEMAC:2_UNITARY_PACKAGE_HEATCOIL | Coil:Heating:Gas | 9181.16 | 0.8
SPLITSYSTEMAC:3_UNITARY_PACKAGE_HEATCOIL | Coil:Heating:Gas | 1409.6 | 0.8
SPLITSYSTEMAC:4_UNITARY_PACKAGE_HEATCOIL | Coil:Heating:Gas | 7931.67 | 0.8
SPLITSYSTEMAC:5_UNITARY_PACKAGE_HEATCOIL | Coil:Heating:Gas | 7931.67 | 0.8
SPLITSYSTEMAC:6_UNITARY_PACKAGE_HEATCOIL | Coil:Heating:Gas | 7931.67 | 0.8
SPLITSYSTEMAC:7_UNITARY_PACKAGE_HEATCOIL | Coil:Heating:Gas | 7931.67 | 0.8
SPLITSYSTEMAC:8_UNITARY_PACKAGE_HEATCOIL | Coil:Heating:Gas | 7931.67 | 0.8
SPLITSYSTEMAC:9_UNITARY_PACKAGE_HEATCOIL | Coil:Heating:Gas | 16077.81 | 0.8
SPLITSYSTEMAC:10_UNITARY_PACKAGE_HEATCOIL | Coil:Heating:Gas | 21143.43 | 0.8
SPLITSYSTEMAC:11_UNITARY_PACKAGE_HEATCOIL | Coil:Heating:Gas | 15863.33 | 0.8
SPLITSYSTEMAC:12_UNITARY_PACKAGE_HEATCOIL | Coil:Heating:Gas | 15863.33 | 0.8
SPLITSYSTEMAC:13_UNITARY_PACKAGE_HEATCOIL | Coil:Heating:Gas | 16794.88 | 0.8
SPLITSYSTEMAC:14_UNITARY_PACKAGE_HEATCOIL | Coil:Heating:Gas | 16794.17 | 0.8
SPLITSYSTEMAC:15_UNITARY_PACKAGE_HEATCOIL | Coil:Heating:Gas | 15863.33 | 0.8
SPLITSYSTEMAC:16_UNITARY_PACKAGE_HEATCOIL | Coil:Heating:Gas | 15863.33 | 0.8
SPLITSYSTEMAC:17_UNITARY_PACKAGE_HEATCOIL | Coil:Heating:Gas | 10257.95 | 0.8
SPLITSYSTEMAC:18_UNITARY_PACKAGE_HEATCOIL | Coil:Heating:Gas | 13614.32 | 0.8
SPLITSYSTEMAC:19_UNITARY_PACKAGE_HEATCOIL | Coil:Heating:Gas | 9296.16 | 0.8
SPLITSYSTEMAC:20_UNITARY_PACKAGE_HEATCOIL | Coil:Heating:Gas | 9153.44 | 0.8
SPLITSYSTEMAC:21_UNITARY_PACKAGE_HEATCOIL | Coil:Heating:Gas | 10137.97 | 0.8
SPLITSYSTEMAC:22_UNITARY_PACKAGE_HEATCOIL | Coil:Heating:Gas | 10137.41 | 0.8
SPLITSYSTEMAC:23_UNITARY_PACKAGE_HEATCOIL | Coil:Heating:Gas | 8653.74 | 0.8
SPLITSYSTEMAC:24_UNITARY_PACKAGE_HEATCOIL | Coil:Heating:Gas | 8653.58 | 0.8
| Type | Total Efficiency [W/W] | Delta Pressure [pa] | Max Flow Rate [m3/s] | Rated Power [W] | Motor Heat In Air Fraction | End Use
T CORRIDOR UNIT HEATERFAN | Fan:ConstantVolume | 0.54 | 49.8 | 0 | 0 | 1 | Unit Heater Fans
G CORRIDOR UNIT HEATERFAN | Fan:ConstantVolume | 0.54 | 49.8 | 0 | 0 | 1 | Unit Heater Fans
M CORRIDOR UNIT HEATERFAN | Fan:ConstantVolume | 0.54 | 49.8 | 0 | 0 | 1 | Unit Heater Fans
SPLITSYSTEMAC:1_UNITARY_PACKAGE_FAN | Fan:OnOff | 0.54 | 622 | 0.19 | 223.15 | 1 | Unitary Fans
SPLITSYSTEMAC:2_UNITARY_PACKAGE_FAN | Fan:OnOff | 0.54 | 622 | 0.21 | 246.92 | 1 | Unitary Fans
SPLITSYSTEMAC:3_UNITARY_PACKAGE_FAN | Fan:OnOff | 0.54 | 622 | 0.07 | 78 | 1 | Unitary Fans
SPLITSYSTEMAC:4_UNITARY_PACKAGE_FAN | Fan:OnOff | 0.54 | 622 | 0.15 | 179.67 | 1 | Unitary Fans
SPLITSYSTEMAC:5_UNITARY_PACKAGE_FAN | Fan:OnOff | 0.54 | 622 | 0.15 | 170.9 | 1 | Unitary Fans
SPLITSYSTEMAC:6_UNITARY_PACKAGE_FAN | Fan:OnOff | 0.54 | 622 | 0.15 | 169.68 | 1 | Unitary Fans
SPLITSYSTEMAC:7_UNITARY_PACKAGE_FAN | Fan:OnOff | 0.54 | 622 | 0.13 | 151.68 | 1 | Unitary Fans
SPLITSYSTEMAC:8_UNITARY_PACKAGE_FAN | Fan:OnOff | 0.54 | 622 | 0.14 | 163.57 | 1 | Unitary Fans
SPLITSYSTEMAC:9_UNITARY_PACKAGE_FAN | Fan:OnOff | 0.54 | 622 | 0.47 | 544.01 | 1 | Unitary Fans
SPLITSYSTEMAC:10_UNITARY_PACKAGE_FAN | Fan:OnOff | 0.54 | 622 | 0.51 | 594.02 | 1 | Unitary Fans
SPLITSYSTEMAC:11_UNITARY_PACKAGE_FAN | Fan:OnOff | 0.54 | 622 | 0.38 | 438.23 | 1 | Unitary Fans
SPLITSYSTEMAC:12_UNITARY_PACKAGE_FAN | Fan:OnOff | 0.59 | 622 | 0.35 | 368.34 | 1 | Unitary Fans
SPLITSYSTEMAC:13_UNITARY_PACKAGE_FAN | Fan:OnOff | 0.59 | 622 | 0.33 | 351.88 | 1 | Unitary Fans
SPLITSYSTEMAC:14_UNITARY_PACKAGE_FAN | Fan:OnOff | 0.59 | 622 | 0.33 | 349.44 | 1 | Unitary Fans
SPLITSYSTEMAC:15_UNITARY_PACKAGE_FAN | Fan:OnOff | 0.59 | 622 | 0.31 | 322.28 | 1 | Unitary Fans
SPLITSYSTEMAC:16_UNITARY_PACKAGE_FAN | Fan:OnOff | 0.59 | 622 | 0.31 | 322.53 | 1 | Unitary Fans
SPLITSYSTEMAC:17_UNITARY_PACKAGE_FAN | Fan:OnOff | 0.59 | 622 | 0.34 | 356.06 | 1 | Unitary Fans
SPLITSYSTEMAC:18_UNITARY_PACKAGE_FAN | Fan:OnOff | 0.59 | 622 | 0.37 | 393.46 | 1 | Unitary Fans
SPLITSYSTEMAC:19_UNITARY_PACKAGE_FAN | Fan:OnOff | 0.59 | 622 | 0.26 | 277.04 | 1 | Unitary Fans
SPLITSYSTEMAC:20_UNITARY_PACKAGE_FAN | Fan:OnOff | 0.59 | 622 | 0.27 | 281.75 | 1 | Unitary Fans
SPLITSYSTEMAC:21_UNITARY_PACKAGE_FAN | Fan:OnOff | 0.59 | 622 | 0.26 | 274.32 | 1 | Unitary Fans
SPLITSYSTEMAC:22_UNITARY_PACKAGE_FAN | Fan:OnOff | 0.54 | 622 | 0.26 | 300.8 | 1 | Unitary Fans
SPLITSYSTEMAC:23_UNITARY_PACKAGE_FAN | Fan:OnOff | 0.57 | 622 | 0.24 | 261.04 | 1 | Unitary Fans
SPLITSYSTEMAC:24_UNITARY_PACKAGE_FAN | Fan:OnOff | 0.57 | 622 | 0.24 | 259.48 | 1 | Unitary Fans
| Type | Control | Head [pa] | Power [W] | Motor Efficiency [W/W]
SWHSYS1 PUMP | Pump:VariableSpeed | INTERMITTENT | 0.01 | 0 | 1
| Type | Storage Volume [m3] | Input [W] | Thermal Efficiency [W/W] | Recovery Efficiency [W/W] | Energy Factor
SWHSYS1 WATER HEATER | WaterHeater:Mixed | 0 | 211500 | 0.8 | 704.88 | 0.55
| CO2:FACILITY [kg] | NOX:FACILITY [kg] | SO2:FACILITY [kg] | PM:FACILITY [kg] | HG:FACILITY [kg] | WATERENVIRONMENTALFACTORS:FACILITY [L] | CARBON EQUIVALENT:FACILITY [kg]
January | 34403.3516 | 53.1881 | 131.7876 | 0 | 0.0004 | 30326.7231 | 14006.6701
February | 28349.6849 | 45.02 | 115.7373 | 0 | 0.0004 | 26635.4703 | 11655.8999
March | 27899.556 | 46.0302 | 124.2407 | 0 | 0.0004 | 28595.4322 | 11635.7617
April | 24244.2117 | 41.957 | 119.6979 | 0 | 0.0004 | 27552.9804 | 10298.4299
May | 27891.4734 | 49.2852 | 143.7974 | 0 | 0.0004 | 33101.8438 | 11944.8766
June | 33495.7379 | 59.7047 | 175.7876 | 0 | 0.0005 | 40466.6261 | 14394.3654
July | 38993.7602 | 69.7644 | 206.1985 | 0 | 0.0006 | 47467.6136 | 16781.9016
August | 36693.4452 | 65.6085 | 193.7924 | 0 | 0.0006 | 44611.6291 | 15788.0449
September | 29990.302 | 53.3983 | 157.0423 | 0 | 0.0005 | 36151.3398 | 12882.3894
October | 26273.7976 | 46.076 | 133.3551 | 0 | 0.0004 | 30697.5746 | 11218.5588
November | 26791.1406 | 44.9834 | 123.9923 | 0 | 0.0004 | 28539.4962 | 11248.2482
December | 32783.973 | 51.6178 | 131.1791 | 0 | 0.0004 | 30188.444 | 13436.604
Annual Sum or Average | 367810.4343 | 626.6336 | 1756.6081 | 0 | 0.0054 | 404335.1733 | 155291.7506
Minimum of Months | 24244.2117 | 41.957 | 115.7373 | 0 | 0.0004 | 26635.4703 | 10298.4299
Maximum of Months | 38993.7602 | 69.7644 | 206.1985 | 0 | 0.0006 | 47467.6136 | 16781.9016
| ELECTRICITY:FACILITY [J] | ELECTRICITY:FACILITY {Maximum}[W] | ELECTRICITY:FACILITY {TIMESTAMP} | INTERIORLIGHTS:ELECTRICITY {AT MAX/MIN} [W] | INTERIOREQUIPMENT:ELECTRICITY {AT MAX/MIN} [W] | FANS:ELECTRICITY {AT MAX/MIN} [W] | HEATING:ELECTRICITY {AT MAX/MIN} [W] | COOLING:ELECTRICITY {AT MAX/MIN} [W] | EXTERIORLIGHTS:ELECTRICITY {AT MAX/MIN} [W] | PUMPS:ELECTRICITY {AT MAX/MIN} [W] | HEATREJECTION:ELECTRICITY [Invalid/Undefined] | EXTERIOREQUIPMENT:ELECTRICITY [Invalid/Undefined] | HUMIDIFICATION:ELECTRICITY [Invalid/Undefined] | HEATRECOVERY:ELECTRICITY [Invalid/Undefined] | WATERSYSTEMS:ELECTRICITY [Invalid/Undefined] | REFRIGERATION:ELECTRICITY [Invalid/Undefined] | GENERATORS:ELECTRICITY [Invalid/Undefined] | ELECTRICITYPRODUCED:FACILITY [Invalid/Undefined]
January | 70370900000 | 44552.447 | 07-JAN-18:00 | 10630.253 | 23210.456 | 2412.272 | 0 | 0 | 8299.466 | 0 | 0 | 0 | 0 | 0 | 0 | 0 | 0 | 0
February | 61805600000 | 43392.671 | 03-FEB-18:00 | 10630.253 | 23210.456 | 1252.496 | 0 | 0 | 8299.466 | 0 | 0 | 0 | 0 | 0 | 0 | 0 | 0 | 0
March | 66353500000 | 45274.988 | 31-MAR-18:15 | 12294.589 | 20556.855 | 716.568 | 0 | 3407.51 | 8299.466 | 0 | 0 | 0 | 0 | 0 | 0 | 0 | 0 | 0
April | 63934600000 | 47696.767 | 28-APR-18:45 | 12294.589 | 20556.855 | 1148.955 | 0 | 5396.902 | 8299.466 | 0 | 0 | 0 | 0 | 0 | 0 | 0 | 0 | 0
May | 76810300000 | 62121.128 | 30-MAY-17:15 | 10630.253 | 23210.456 | 4251.662 | 0 | 24028.758 | 0 | 0 | 0 | 0 | 0 | 0 | 0 | 0 | 0 | 0
June | 93899800000 | 69684.123 | 20-JUN-17:15 | 10630.253 | 23210.456 | 5212.992 | 0 | 30630.422 | 0 | 0 | 0 | 0 | 0 | 0 | 0 | 0 | 0 | 0
July | 110145000000 | 81104.936 | 13-JUL-17:15 | 10630.253 | 23210.456 | 6703.471 | 0 | 40560.756 | 0 | 0 | 0 | 0 | 0 | 0 | 0 | 0 | 0 | 0
August | 103518000000 | 84051.969 | 04-AUG-19:15 | 12443.002 | 19968.13 | 6471.526 | 0 | 36869.845 | 8299.466 | 0 | 0 | 0 | 0 | 0 | 0 | 0 | 0 | 0
September | 83886500000 | 66423.932 | 06-SEP-18:15 | 12294.589 | 20556.855 | 3946.797 | 0 | 21326.225 | 8299.466 | 0 | 0 | 0 | 0 | 0 | 0 | 0 | 0 | 0
October | 71231400000 | 54589.835 | 31-OCT-18:15 | 10630.253 | 23210.456 | 2011.124 | 0 | 10438.537 | 8299.466 | 0 | 0 | 0 | 0 | 0 | 0 | 0 | 0 | 0
November | 66223800000 | 53081.778 | 02-NOV-18:15 | 10630.253 | 23210.456 | 1753.178 | 0 | 9188.425 | 8299.466 | 0 | 0 | 0 | 0 | 0 | 0 | 0 | 0 | 0
December | 70050000000 | 45062.558 | 31-DEC-18:00 | 10630.253 | 23210.456 | 2922.383 | 0 | 0 | 8299.466 | 0 | 0 | 0 | 0 | 0 | 0 | 0 | 0 | 0
Annual Sum or Average | 938229000000 | [9 empty] | 0 | 0 | 0 | 0 | 0 | 0 | 0 | 0
Minimum of Months | 61805600000 | 43392.671 |  | 10630.253 | 19968.13 | 716.568 | 0 | 0 | 0 | 0 | 0 | 0 | 0 | 0 | 0 | 0 | 0 | 0
Maximum of Months | 110145000000 | 84051.969 |  | 12443.002 | 23210.456 | 6703.471 | 0 | 40560.756 | 8299.466 | 0 | 0 | 0 | 0 | 0 | 0 | 0 | 0 | 0
| Electric | Gas | Other | Total
Cost ($) | 13784.52 | 7726.2 | 0 | 21510.73
Cost per Total Building Area ($/m2) | 4.4 | 2.46 | 0 | 6.86
Cost per Net Conditioned Building Area ($/m2) | 4.4 | 2.46 | 0 | 6.86

## Boulder (hidden)
| Total Energy [GJ] | Energy Per Total Building Area [MJ/m2] | Energy Per Conditioned Building Area [MJ/m2]
Total Site Energy | 1607.12 | 512.71 | 512.71
Net Site Energy | 1607.12 | 512.71 | 512.71
Total Source Energy | 3751.9 | 1196.93 | 1196.93
Net Source Energy | 3751.9 | 1196.93 | 1196.93
Area [m2]
Total Building Area | 3134.59
Net Conditioned Building Area | 3134.59
Unconditioned Building Area | 0
| Electricity [GJ] | Natural Gas [GJ] | Other Fuel [GJ] | District Cooling [GJ] | District Heating [GJ] | Water [m3]
Heating | 0 | 351.18 | 0 | 0 | 0 | 0
Cooling | 100.84 | 0 | 0 | 0 | 0 | 0
Interior Lighting | 173.35 | 0 | 0 | 0 | 0 | 0
Exterior Lighting | 130.28 | 0 | 0 | 0 | 0 | 0
Interior Equipment | 449.59 | 0 | 0 | 0 | 0 | 0
Exterior Equipment | 0 | 0 | 0 | 0 | 0 | 0
Fans | 43.03 | 0 | 0 | 0 | 0 | 0
Pumps | 0 | 0 | 0 | 0 | 0 | 0
Heat Rejection | 0 | 0 | 0 | 0 | 0 | 0
Humidification | 0 | 0 | 0 | 0 | 0 | 0
Heat Recovery | 0 | 0 | 0 | 0 | 0 | 0
Water Systems | 0 | 358.85 | 0 | 0 | 0 | 1874.65
Refrigeration | 0 | 0 | 0 | 0 | 0 | 0
Generators | 0 | 0 | 0 | 0 | 0 | 0
Total End Uses | 897.09 | 710.03 | 0 | 0 | 0 | 1874.65
| Area [m2] | Conditioned (Y/N) | Volume [m3] | Multipliers | Gross Wall Area [m2] | Window Glass Area [m2] | Lighting [W/m2] | People [m2] per person | Plug and Process [W/m2]
G SW APARTMENT | 88.25 | Yes | 268.96 | 1 | 58.52 | 8.55 | 3.875 | 35.3 | 5.38
G NW APARTMENT | 88.25 | Yes | 268.96 | 1 | 58.52 | 8.55 | 3.875 | 35.3 | 5.38
OFFICE | 88.25 | Yes | 268.96 | 1 | 58.52 | 8.55 | 10.76 | 44.12 | 12.9
G NE APARTMENT | 88.25 | Yes | 268.96 | 1 | 58.52 | 8.55 | 3.875 | 35.3 | 5.38
G N1 APARTMENT | 88.25 | Yes | 268.96 | 1 | 35.3 | 5.2 | 3.875 | 35.3 | 5.38
G N2 APARTMENT | 88.25 | Yes | 268.96 | 1 | 35.3 | 5.2 | 3.875 | 35.3 | 5.38
G S1 APARTMENT | 88.25 | Yes | 268.96 | 1 | 35.3 | 5.2 | 3.875 | 35.3 | 5.38
G S2 APARTMENT | 88.25 | Yes | 268.96 | 1 | 35.3 | 5.2 | 3.875 | 35.3 | 5.38
M SW APARTMENT | 88.25 | Yes | 268.96 | 2 | 58.52 | 8.55 | 3.875 | 35.3 | 5.38
M NW APARTMENT | 88.25 | Yes | 268.96 | 2 | 58.52 | 8.55 | 3.875 | 35.3 | 5.38
M SE APARTMENT | 88.25 | Yes | 268.96 | 2 | 58.52 | 8.55 | 3.875 | 35.3 | 5.38
M NE APARTMENT | 88.25 | Yes | 268.96 | 2 | 58.52 | 8.55 | 3.875 | 35.3 | 5.38
M N1 APARTMENT | 88.25 | Yes | 268.96 | 2 | 35.3 | 5.2 | 3.875 | 35.3 | 5.38
M N2 APARTMENT | 88.25 | Yes | 268.96 | 2 | 35.3 | 5.2 | 3.875 | 35.3 | 5.38
M S1 APARTMENT | 88.25 | Yes | 268.96 | 2 | 35.3 | 5.2 | 3.875 | 35.3 | 5.38
M S2 APARTMENT | 88.25 | Yes | 268.96 | 2 | 35.3 | 5.2 | 3.875 | 35.3 | 5.38
T SW APARTMENT | 88.25 | Yes | 268.96 | 1 | 58.52 | 8.55 | 3.875 | 35.3 | 5.38
T NW APARTMENT | 88.25 | Yes | 268.96 | 1 | 58.52 | 8.55 | 3.875 | 35.3 | 5.38
T SE APARTMENT | 88.25 | Yes | 268.96 | 1 | 58.52 | 8.55 | 3.875 | 35.3 | 5.38
T NE APARTMENT | 88.25 | Yes | 268.96 | 1 | 58.52 | 8.55 | 3.875 | 35.3 | 5.38
T N1 APARTMENT | 88.25 | Yes | 268.96 | 1 | 35.3 | 5.2 | 3.875 | 35.3 | 5.38
T N2 APARTMENT | 88.25 | Yes | 268.96 | 1 | 35.3 | 5.2 | 3.875 | 35.3 | 5.38
T S1 APARTMENT | 88.25 | Yes | 268.96 | 1 | 35.3 | 5.2 | 3.875 | 35.3 | 5.38
T S2 APARTMENT | 88.25 | Yes | 268.96 | 1 | 35.3 | 5.2 | 3.875 | 35.3 | 5.38
T CORRIDOR | 77.66 | Yes | 236.69 | 1 | 10.22 | 2.23 | 5.38 |  | 0
G CORRIDOR | 77.66 | Yes | 236.69 | 1 | 10.22 | 4.43 | 5.38 |  | 209.035
M CORRIDOR | 77.66 | Yes | 236.69 | 2 | 10.22 | 2.23 | 5.38 |  | 0
Total | 3134.59 |  | 9553.6 |  | 1542.01 | 231.09 | 4.218 | 39.43 | 10.2373
Conditioned Total | 3134.59 |  | 9553.6 |  | 1542.01 | 231.09 | 4.218 | 39.43 | 10.2373
Unconditioned Total | 0 |  | 0 |  | 0 | 0
| Construction | Reflectance | U-Factor with Film [W/m2-K] | U-Factor no Film [W/m2-K] | Gross Area [m2] | Azimuth [deg] | Tilt [deg] | Cardinal Direction
G SWALL SWA | STEEL-FRAMED_R-13 + R-7.5 CI_EXT-WALL | 0.3 | 0.364 | 0.38 | 35.3 | 180 | 90 | S
G WWALL SWA | STEEL-FRAMED_R-13 + R-7.5 CI_EXT-WALL | 0.3 | 0.364 | 0.38 | 23.22 | 270 | 90 | W
G GFLOOR SWA | UNHEATED - 4IN SLAB WITH CARPET_EXT-SLAB | 0.3 | 1.862 | 3.4 | 88.25 | 270 | 180
G NWALL NWA | STEEL-FRAMED_R-13 + R-7.5 CI_EXT-WALL | 0.3 | 0.364 | 0.38 | 35.3 | 0 | 90 | N
G WWALL NWA | STEEL-FRAMED_R-13 + R-7.5 CI_EXT-WALL | 0.3 | 0.364 | 0.38 | 23.22 | 270 | 90 | W
G GFLOOR NWA | UNHEATED - 4IN SLAB WITH CARPET_EXT-SLAB | 0.3 | 1.862 | 3.4 | 88.25 | 270 | 180
G SWALL SEA | STEEL-FRAMED_R-13 + R-7.5 CI_EXT-WALL | 0.3 | 0.364 | 0.38 | 35.3 | 180 | 90 | S
G EWALL SEA | STEEL-FRAMED_R-13 + R-7.5 CI_EXT-WALL | 0.3 | 0.364 | 0.38 | 23.22 | 90 | 90 | E
G GFLOOR SEA | UNHEATED - 4IN SLAB WITH CARPET_EXT-SLAB | 0.3 | 1.862 | 3.4 | 88.25 | 270 | 180
G NWALL NEA | STEEL-FRAMED_R-13 + R-7.5 CI_EXT-WALL | 0.3 | 0.364 | 0.38 | 35.3 | 0 | 90 | N
G EWALL NEA | STEEL-FRAMED_R-13 + R-7.5 CI_EXT-WALL | 0.3 | 0.364 | 0.38 | 23.22 | 90 | 90 | E
G GFLOOR NEA | UNHEATED - 4IN SLAB WITH CARPET_EXT-SLAB | 0.3 | 1.862 | 3.4 | 88.25 | 270 | 180
G NWALL N1A | STEEL-FRAMED_R-13 + R-7.5 CI_EXT-WALL | 0.3 | 0.364 | 0.38 | 35.3 | 0 | 90 | N
G GFLOOR N1A | UNHEATED - 4IN SLAB WITH CARPET_EXT-SLAB | 0.3 | 1.862 | 3.4 | 88.25 | 270 | 180
G NWALL N2A | STEEL-FRAMED_R-13 + R-7.5 CI_EXT-WALL | 0.3 | 0.364 | 0.38 | 35.3 | 0 | 90 | N
G GFLOOR N2A | UNHEATED - 4IN SLAB WITH CARPET_EXT-SLAB | 0.3 | 1.862 | 3.4 | 88.25 | 270 | 180
G SWALL S1A | STEEL-FRAMED_R-13 + R-7.5 CI_EXT-WALL | 0.3 | 0.364 | 0.38 | 35.3 | 180 | 90 | S
G GFLOOR S1A | UNHEATED - 4IN SLAB WITH CARPET_EXT-SLAB | 0.3 | 1.862 | 3.4 | 88.25 | 270 | 180
G SWALL S2A | STEEL-FRAMED_R-13 + R-7.5 CI_EXT-WALL | 0.3 | 0.364 | 0.38 | 35.3 | 180 | 90 | S
G GFLOOR S2A | UNHEATED - 4IN SLAB WITH CARPET_EXT-SLAB | 0.3 | 1.862 | 3.4 | 88.25 | 270 | 180
M WWALL SWA | STEEL-FRAMED_R-13 + R-7.5 CI_EXT-WALL | 0.3 | 0.364 | 0.38 | 46.45 | 270 | 90 | W
M SWALL SWA | STEEL-FRAMED_R-13 + R-7.5 CI_EXT-WALL | 0.3 | 0.364 | 0.38 | 70.6 | 180 | 90 | S
M NWALL NWA | STEEL-FRAMED_R-13 + R-7.5 CI_EXT-WALL | 0.3 | 0.364 | 0.38 | 70.6 | 0 | 90 | N
M WWALL NWA | STEEL-FRAMED_R-13 + R-7.5 CI_EXT-WALL | 0.3 | 0.364 | 0.38 | 46.45 | 270 | 90 | W
M EWALL SEA | STEEL-FRAMED_R-13 + R-7.5 CI_EXT-WALL | 0.3 | 0.364 | 0.38 | 46.45 | 90 | 90 | E
M SWALL SEA | STEEL-FRAMED_R-13 + R-7.5 CI_EXT-WALL | 0.3 | 0.364 | 0.38 | 70.6 | 180 | 90 | S
M NWALL NEA | STEEL-FRAMED_R-13 + R-7.5 CI_EXT-WALL | 0.3 | 0.364 | 0.38 | 70.6 | 0 | 90 | N
M EWALL NEA | STEEL-FRAMED_R-13 + R-7.5 CI_EXT-WALL | 0.3 | 0.364 | 0.38 | 46.45 | 90 | 90 | E
M NWALL N1A | STEEL-FRAMED_R-13 + R-7.5 CI_EXT-WALL | 0.3 | 0.364 | 0.38 | 70.6 | 0 | 90 | N
M NWALL N2A | STEEL-FRAMED_R-13 + R-7.5 CI_EXT-WALL | 0.3 | 0.364 | 0.38 | 70.6 | 0 | 90 | N
M SWALL S1A | STEEL-FRAMED_R-13 + R-7.5 CI_EXT-WALL | 0.3 | 0.364 | 0.38 | 70.6 | 180 | 90 | S
M SWALL S2A | STEEL-FRAMED_R-13 + R-7.5 CI_EXT-WALL | 0.3 | 0.364 | 0.38 | 70.6 | 180 | 90 | S
T WWALL SWA | STEEL-FRAMED_R-13 + R-7.5 CI_EXT-WALL | 0.3 | 0.364 | 0.38 | 23.22 | 270 | 90 | W
T SWALL SWA | STEEL-FRAMED_R-13 + R-7.5 CI_EXT-WALL | 0.3 | 0.364 | 0.38 | 35.3 | 180 | 90 | S
T ROOF SWA | IEAD_R-15 CI_ROOF | 0.3 | 0.357 | 0.38 | 88.25 | 0 | 0
T NWALL NWA | STEEL-FRAMED_R-13 + R-7.5 CI_EXT-WALL | 0.3 | 0.364 | 0.38 | 35.3 | 0 | 90 | N
T WWALL NWA | STEEL-FRAMED_R-13 + R-7.5 CI_EXT-WALL | 0.3 | 0.364 | 0.38 | 23.22 | 270 | 90 | W
T ROOF NWA | IEAD_R-15 CI_ROOF | 0.3 | 0.357 | 0.38 | 88.25 | 0 | 0
T EWALL SEA | STEEL-FRAMED_R-13 + R-7.5 CI_EXT-WALL | 0.3 | 0.364 | 0.38 | 23.22 | 90 | 90 | E
T SWALL SEA | STEEL-FRAMED_R-13 + R-7.5 CI_EXT-WALL | 0.3 | 0.364 | 0.38 | 35.3 | 180 | 90 | S
T ROOF SEA | IEAD_R-15 CI_ROOF | 0.3 | 0.357 | 0.38 | 88.25 | 0 | 0
T NWALL NEA | STEEL-FRAMED_R-13 + R-7.5 CI_EXT-WALL | 0.3 | 0.364 | 0.38 | 35.3 | 0 | 90 | N
T EWALL NEA | STEEL-FRAMED_R-13 + R-7.5 CI_EXT-WALL | 0.3 | 0.364 | 0.38 | 23.22 | 90 | 90 | E
T ROOF NEA | IEAD_R-15 CI_ROOF | 0.3 | 0.357 | 0.38 | 88.25 | 0 | 0
T NWALL N1A | STEEL-FRAMED_R-13 + R-7.5 CI_EXT-WALL | 0.3 | 0.364 | 0.38 | 35.3 | 0 | 90 | N
T ROOF N1A | IEAD_R-15 CI_ROOF | 0.3 | 0.357 | 0.38 | 88.25 | 0 | 0
T NWALL N2A | STEEL-FRAMED_R-13 + R-7.5 CI_EXT-WALL | 0.3 | 0.364 | 0.38 | 35.3 | 0 | 90 | N
T ROOF N2A | IEAD_R-15 CI_ROOF | 0.3 | 0.357 | 0.38 | 88.25 | 0 | 0
T SWALL S1A | STEEL-FRAMED_R-13 + R-7.5 CI_EXT-WALL | 0.3 | 0.364 | 0.38 | 35.3 | 180 | 90 | S
T ROOF S1A | IEAD_R-15 CI_ROOF | 0.3 | 0.357 | 0.38 | 88.25 | 0 | 0
T SWALL S2A | STEEL-FRAMED_R-13 + R-7.5 CI_EXT-WALL | 0.3 | 0.364 | 0.38 | 35.3 | 180 | 90 | S
T ROOF S2A | IEAD_R-15 CI_ROOF | 0.3 | 0.357 | 0.38 | 88.25 | 0 | 0
T WWALL C | STEEL-FRAMED_R-13 + R-7.5 CI_EXT-WALL | 0.3 | 0.364 | 0.38 | 5.11 | 270 | 90 | W
T EWALL C | STEEL-FRAMED_R-13 + R-7.5 CI_EXT-WALL | 0.3 | 0.364 | 0.38 | 5.11 | 90 | 90 | E
T ROOF C | IEAD_R-15 CI_ROOF | 0.3 | 0.357 | 0.38 | 77.66 | 0 | 0
G WWALL C | STEEL-FRAMED_R-13 + R-7.5 CI_EXT-WALL | 0.3 | 0.364 | 0.38 | 5.11 | 270 | 90 | W
G EWALL C | STEEL-FRAMED_R-13 + R-7.5 CI_EXT-WALL | 0.3 | 0.364 | 0.38 | 5.11 | 90 | 90 | E
G FLOOR C | UNHEATED - 4IN SLAB WITH CARPET_EXT-SLAB | 0.3 | 1.862 | 3.4 | 77.66 | 270 | 180
M WWALL C | STEEL-FRAMED_R-13 + R-7.5 CI_EXT-WALL | 0.3 | 0.364 | 0.38 | 10.22 | 270 | 90 | W
M EWALL C | STEEL-FRAMED_R-13 + R-7.5 CI_EXT-WALL | 0.3 | 0.364 | 0.38 | 10.22 | 90 | 90 | E
| Construction | Area of One Opening [m2] | Area of Openings [m2] | U-Factor [W/m2-K] | SHGC | Visible Transmittance | Shade Control | Parent Surface | Azimuth [deg] | Cardinal Direction
GWINDOW1 | STD_WINDOW_UVALUE_3.237_SHGC_0.39_VT_0.495 | 5.2 | 5.2 | 3.18 | 0.402 | 0.495 | No | G SWALL SWA | 180 | S
GWINDOW2 | STD_WINDOW_UVALUE_3.237_SHGC_0.39_VT_0.495_WEST | 3.34 | 3.34 | 3.18 | 0.402 | 0.495 | No | G WWALL SWA | 270 | W
GWINDOW4 | STD_WINDOW_UVALUE_3.237_SHGC_0.49_VT_0.622 | 5.2 | 5.2 | 3.18 | 0.501 | 0.622 | No | G NWALL NWA | 0 | N
GWINDOW6 | STD_WINDOW_UVALUE_3.237_SHGC_0.39_VT_0.495_WEST | 3.34 | 3.34 | 3.18 | 0.402 | 0.495 | No | G WWALL NWA | 270 | W
GWINDOW3 | STD_WINDOW_UVALUE_3.237_SHGC_0.39_VT_0.495 | 5.2 | 5.2 | 3.18 | 0.402 | 0.495 | No | G SWALL SEA | 180 | S
GWINDOW7 | STD_WINDOW_UVALUE_3.237_SHGC_0.39_VT_0.495_EAST | 3.34 | 3.34 | 3.18 | 0.402 | 0.495 | No | G EWALL SEA | 90 | E
GWINDOW5 | STD_WINDOW_UVALUE_3.237_SHGC_0.49_VT_0.622 | 5.2 | 5.2 | 3.18 | 0.501 | 0.622 | No | G NWALL NEA | 0 | N
GWINDOW8 | STD_WINDOW_UVALUE_3.237_SHGC_0.39_VT_0.495_EAST | 3.34 | 3.34 | 3.18 | 0.402 | 0.495 | No | G EWALL NEA | 90 | E
GWINDOW9 | STD_WINDOW_UVALUE_3.237_SHGC_0.49_VT_0.622 | 5.2 | 5.2 | 3.18 | 0.501 | 0.622 | No | G NWALL N1A | 0 | N
GWINDOW10 | STD_WINDOW_UVALUE_3.237_SHGC_0.49_VT_0.622 | 5.2 | 5.2 | 3.18 | 0.501 | 0.622 | No | G NWALL N2A | 0 | N
GWINDOW11 | STD_WINDOW_UVALUE_3.237_SHGC_0.39_VT_0.495 | 5.2 | 5.2 | 3.18 | 0.402 | 0.495 | No | G SWALL S1A | 180 | S
GWINDOW12 | STD_WINDOW_UVALUE_3.237_SHGC_0.39_VT_0.495 | 5.2 | 5.2 | 3.18 | 0.402 | 0.495 | No | G SWALL S2A | 180 | S
MWINDOW2 | STD_WINDOW_UVALUE_3.237_SHGC_0.39_VT_0.495_WEST | 3.34 | 6.69 | 3.18 | 0.402 | 0.495 | No | M WWALL SWA | 270 | W
MWINDOW1 | STD_WINDOW_UVALUE_3.237_SHGC_0.39_VT_0.495 | 5.2 | 10.4 | 3.18 | 0.402 | 0.495 | No | M SWALL SWA | 180 | S
MWINDOW4 | STD_WINDOW_UVALUE_3.237_SHGC_0.49_VT_0.622 | 5.2 | 10.4 | 3.18 | 0.501 | 0.622 | No | M NWALL NWA | 0 | N
MWINDOW6 | STD_WINDOW_UVALUE_3.237_SHGC_0.39_VT_0.495_WEST | 3.34 | 6.69 | 3.18 | 0.402 | 0.495 | No | M WWALL NWA | 270 | W
MWINDOW7 | STD_WINDOW_UVALUE_3.237_SHGC_0.39_VT_0.495_EAST | 3.34 | 6.69 | 3.18 | 0.402 | 0.495 | No | M EWALL SEA | 90 | E
MWINDOW3 | STD_WINDOW_UVALUE_3.237_SHGC_0.39_VT_0.495 | 5.2 | 10.4 | 3.18 | 0.402 | 0.495 | No | M SWALL SEA | 180 | S
MWINDOW5 | STD_WINDOW_UVALUE_3.237_SHGC_0.49_VT_0.622 | 5.2 | 10.4 | 3.18 | 0.501 | 0.622 | No | M NWALL NEA | 0 | N
MWINDOW8 | STD_WINDOW_UVALUE_3.237_SHGC_0.39_VT_0.495_EAST | 3.34 | 6.69 | 3.18 | 0.402 | 0.495 | No | M EWALL NEA | 90 | E
MWINDOW9 | STD_WINDOW_UVALUE_3.237_SHGC_0.49_VT_0.622 | 5.2 | 10.4 | 3.18 | 0.501 | 0.622 | No | M NWALL N1A | 0 | N
MWINDOW10 | STD_WINDOW_UVALUE_3.237_SHGC_0.49_VT_0.622 | 5.2 | 10.4 | 3.18 | 0.501 | 0.622 | No | M NWALL N2A | 0 | N
MWINDOW11 | STD_WINDOW_UVALUE_3.237_SHGC_0.39_VT_0.495 | 5.2 | 10.4 | 3.18 | 0.402 | 0.495 | No | M SWALL S1A | 180 | S
MWINDOW12 | STD_WINDOW_UVALUE_3.237_SHGC_0.39_VT_0.495 | 5.2 | 10.4 | 3.18 | 0.402 | 0.495 | No | M SWALL S2A | 180 | S
TWINDOW2 | STD_WINDOW_UVALUE_3.237_SHGC_0.39_VT_0.495_WEST | 3.34 | 3.34 | 3.18 | 0.402 | 0.495 | No | T WWALL SWA | 270 | W
TWINDOW1 | STD_WINDOW_UVALUE_3.237_SHGC_0.39_VT_0.495 | 5.2 | 5.2 | 3.18 | 0.402 | 0.495 | No | T SWALL SWA | 180 | S
TWINDOW4 | STD_WINDOW_UVALUE_3.237_SHGC_0.49_VT_0.622 | 5.2 | 5.2 | 3.18 | 0.501 | 0.622 | No | T NWALL NWA | 0 | N
TWINDOW6 | STD_WINDOW_UVALUE_3.237_SHGC_0.39_VT_0.495_WEST | 3.34 | 3.34 | 3.18 | 0.402 | 0.495 | No | T WWALL NWA | 270 | W
TWINDOW7 | STD_WINDOW_UVALUE_3.237_SHGC_0.39_VT_0.495_EAST | 3.34 | 3.34 | 3.18 | 0.402 | 0.495 | No | T EWALL SEA | 90 | E
TWINDOW3 | STD_WINDOW_UVALUE_3.237_SHGC_0.39_VT_0.495 | 5.2 | 5.2 | 3.18 | 0.402 | 0.495 | No | T SWALL SEA | 180 | S
TWINDOW5 | STD_WINDOW_UVALUE_3.237_SHGC_0.49_VT_0.622 | 5.2 | 5.2 | 3.18 | 0.501 | 0.622 | No | T NWALL NEA | 0 | N
TWINDOW8 | STD_WINDOW_UVALUE_3.237_SHGC_0.39_VT_0.495_EAST | 3.34 | 3.34 | 3.18 | 0.402 | 0.495 | No | T EWALL NEA | 90 | E
TWINDOW9 | STD_WINDOW_UVALUE_3.237_SHGC_0.49_VT_0.622 | 5.2 | 5.2 | 3.18 | 0.501 | 0.622 | No | T NWALL N1A | 0 | N
TWINDOW10 | STD_WINDOW_UVALUE_3.237_SHGC_0.49_VT_0.622 | 5.2 | 5.2 | 3.18 | 0.501 | 0.622 | No | T NWALL N2A | 0 | N
TWINDOW11 | STD_WINDOW_UVALUE_3.237_SHGC_0.39_VT_0.495 | 5.2 | 5.2 | 3.18 | 0.402 | 0.495 | No | T SWALL S1A | 180 | S
TWINDOW12 | STD_WINDOW_UVALUE_3.237_SHGC_0.39_VT_0.495 | 5.2 | 5.2 | 3.18 | 0.402 | 0.495 | No | T SWALL S2A | 180 | S
TWINDOW13 | STD_WINDOW_UVALUE_3.237_SHGC_0.39_VT_0.495_WEST | 1.11 | 1.11 | 3.18 | 0.402 | 0.495 | No | T WWALL C | 270 | W
TWINDOW14 | STD_WINDOW_UVALUE_3.237_SHGC_0.39_VT_0.495_EAST | 1.11 | 1.11 | 3.18 | 0.402 | 0.495 | No | T EWALL C | 90 | E
GWINDOW13 | STD_WINDOW_UVALUE_3.237_SHGC_0.39_VT_0.495_WEST | 1.11 | 1.11 | 3.18 | 0.402 | 0.495 | No | G WWALL C | 270 | W
EAST_DOOR | STD_WINDOW_UVALUE_3.237_SHGC_0.39_VT_0.495_EAST | 3.32 | 3.32 | 3.18 | 0.402 | 0.495 | No | G EWALL C | 90 | E
MWINDOW13 | STD_WINDOW_UVALUE_3.237_SHGC_0.39_VT_0.495_WEST | 1.11 | 2.23 | 3.18 | 0.402 | 0.495 | No | M WWALL C | 270 | W
MWINDOW14 | STD_WINDOW_UVALUE_3.237_SHGC_0.39_VT_0.495_EAST | 1.11 | 2.23 | 3.18 | 0.402 | 0.495 | No | M EWALL C | 90 | E
Total or Average |  |  | 231.09 | 3.18 | 0.438 | 0.541
North Total or Average |  |  | 83.23 | 3.18 | 0.501 | 0.622
Non-North Total or Average |  |  | 147.86 | 3.18 | 0.402 | 0.495
| Type | Nominal Capacity [W] | Nominal Efficiency [W/W]
None
| Type | Nominal Total Capacity [W] | Nominal Sensible Capacity [W] | Nominal Latent Capacity [W] | Nominal Sensible Heat Ratio | Nominal Efficiency [W/W]
SPLITSYSTEMAC:1_UNITARY_PACKAGE_COOLCOIL | Coil:Cooling:DX:SingleSpeed | 3289.54 | 2627.21 | 662.33 | 0.8 | 4.06
SPLITSYSTEMAC:2_UNITARY_PACKAGE_COOLCOIL | Coil:Cooling:DX:SingleSpeed | 3579.49 | 2858.78 | 720.71 | 0.8 | 4.08
SPLITSYSTEMAC:3_UNITARY_PACKAGE_COOLCOIL | Coil:Cooling:DX:SingleSpeed | 1669.87 | 1128.97 | 540.9 | 0.68 | 3.69
SPLITSYSTEMAC:4_UNITARY_PACKAGE_COOLCOIL | Coil:Cooling:DX:SingleSpeed | 2621.25 | 2093.47 | 527.77 | 0.8 | 4.07
SPLITSYSTEMAC:5_UNITARY_PACKAGE_COOLCOIL | Coil:Cooling:DX:SingleSpeed | 2414.3 | 1928.19 | 486.11 | 0.8 | 4.09
SPLITSYSTEMAC:6_UNITARY_PACKAGE_COOLCOIL | Coil:Cooling:DX:SingleSpeed | 2393.54 | 1911.61 | 481.93 | 0.8 | 4.01
SPLITSYSTEMAC:7_UNITARY_PACKAGE_COOLCOIL | Coil:Cooling:DX:SingleSpeed | 2178.52 | 1739.89 | 438.63 | 0.8 | 4.04
SPLITSYSTEMAC:8_UNITARY_PACKAGE_COOLCOIL | Coil:Cooling:DX:SingleSpeed | 2319.63 | 1852.59 | 467.05 | 0.8 | 4.05
SPLITSYSTEMAC:9_UNITARY_PACKAGE_COOLCOIL | Coil:Cooling:DX:SingleSpeed | 8675.03 | 6928.36 | 1746.67 | 0.8 | 4.05
SPLITSYSTEMAC:10_UNITARY_PACKAGE_COOLCOIL | Coil:Cooling:DX:SingleSpeed | 9239.83 | 7379.44 | 1860.39 | 0.8 | 4.06
SPLITSYSTEMAC:11_UNITARY_PACKAGE_COOLCOIL | Coil:Cooling:DX:SingleSpeed | 6788.56 | 5421.72 | 1366.84 | 0.8 | 4.06
SPLITSYSTEMAC:12_UNITARY_PACKAGE_COOLCOIL | Coil:Cooling:DX:SingleSpeed | 6513.38 | 5201.94 | 1311.43 | 0.8 | 3.93
SPLITSYSTEMAC:13_UNITARY_PACKAGE_COOLCOIL | Coil:Cooling:DX:SingleSpeed | 6010.31 | 4800.17 | 1210.14 | 0.8 | 3.93
SPLITSYSTEMAC:14_UNITARY_PACKAGE_COOLCOIL | Coil:Cooling:DX:SingleSpeed | 5963.46 | 4762.75 | 1200.71 | 0.8 | 3.94
SPLITSYSTEMAC:15_UNITARY_PACKAGE_COOLCOIL | Coil:Cooling:DX:SingleSpeed | 5538.16 | 4423.08 | 1115.08 | 0.8 | 3.92
SPLITSYSTEMAC:16_UNITARY_PACKAGE_COOLCOIL | Coil:Cooling:DX:SingleSpeed | 5495.43 | 4388.95 | 1106.48 | 0.8 | 3.93
SPLITSYSTEMAC:17_UNITARY_PACKAGE_COOLCOIL | Coil:Cooling:DX:SingleSpeed | 6254.91 | 4995.52 | 1259.39 | 0.8 | 3.94
SPLITSYSTEMAC:18_UNITARY_PACKAGE_COOLCOIL | Coil:Cooling:DX:SingleSpeed | 6749.05 | 5390.16 | 1358.89 | 0.8 | 3.94
SPLITSYSTEMAC:19_UNITARY_PACKAGE_COOLCOIL | Coil:Cooling:DX:SingleSpeed | 4845.75 | 3870.08 | 975.67 | 0.8 | 3.93
SPLITSYSTEMAC:20_UNITARY_PACKAGE_COOLCOIL | Coil:Cooling:DX:SingleSpeed | 4978.22 | 3975.88 | 1002.34 | 0.8 | 3.93
SPLITSYSTEMAC:21_UNITARY_PACKAGE_COOLCOIL | Coil:Cooling:DX:SingleSpeed | 4744.71 | 3789.39 | 955.32 | 0.8 | 3.95
SPLITSYSTEMAC:22_UNITARY_PACKAGE_COOLCOIL | Coil:Cooling:DX:SingleSpeed | 4713.91 | 3764.79 | 949.12 | 0.8 | 4.03
SPLITSYSTEMAC:23_UNITARY_PACKAGE_COOLCOIL | Coil:Cooling:DX:SingleSpeed | 4399.67 | 3513.82 | 885.85 | 0.8 | 4
SPLITSYSTEMAC:24_UNITARY_PACKAGE_COOLCOIL | Coil:Cooling:DX:SingleSpeed | 4371.09 | 3490.99 | 880.1 | 0.8 | 3.96
| Type | Nominal Total Capacity [W] | Nominal Efficiency [W/W]
T CORRIDOR UNIT HEATER COIL | Coil:Heating:Electric | 0 | 1
G CORRIDOR UNIT HEATER COIL | Coil:Heating:Electric | 0 | 1
M CORRIDOR UNIT HEATER COIL | Coil:Heating:Electric | 0 | 1
SPLITSYSTEMAC:1_UNITARY_PACKAGE_HEATCOIL | Coil:Heating:Gas | 3481.97 | 0.8
SPLITSYSTEMAC:2_UNITARY_PACKAGE_HEATCOIL | Coil:Heating:Gas | 7499.2 | 0.8
SPLITSYSTEMAC:3_UNITARY_PACKAGE_HEATCOIL | Coil:Heating:Gas | 1144.46 | 0.8
SPLITSYSTEMAC:4_UNITARY_PACKAGE_HEATCOIL | Coil:Heating:Gas | 6439.74 | 0.8
SPLITSYSTEMAC:5_UNITARY_PACKAGE_HEATCOIL | Coil:Heating:Gas | 6439.74 | 0.8
SPLITSYSTEMAC:6_UNITARY_PACKAGE_HEATCOIL | Coil:Heating:Gas | 6439.74 | 0.8
SPLITSYSTEMAC:7_UNITARY_PACKAGE_HEATCOIL | Coil:Heating:Gas | 6439.74 | 0.8
SPLITSYSTEMAC:8_UNITARY_PACKAGE_HEATCOIL | Coil:Heating:Gas | 6439.74 | 0.8
SPLITSYSTEMAC:9_UNITARY_PACKAGE_HEATCOIL | Coil:Heating:Gas | 13110.07 | 0.8
SPLITSYSTEMAC:10_UNITARY_PACKAGE_HEATCOIL | Coil:Heating:Gas | 17138.67 | 0.8
SPLITSYSTEMAC:11_UNITARY_PACKAGE_HEATCOIL | Coil:Heating:Gas | 12879.49 | 0.8
SPLITSYSTEMAC:12_UNITARY_PACKAGE_HEATCOIL | Coil:Heating:Gas | 12879.49 | 0.8
SPLITSYSTEMAC:13_UNITARY_PACKAGE_HEATCOIL | Coil:Heating:Gas | 13496.03 | 0.8
SPLITSYSTEMAC:14_UNITARY_PACKAGE_HEATCOIL | Coil:Heating:Gas | 13495.16 | 0.8
SPLITSYSTEMAC:15_UNITARY_PACKAGE_HEATCOIL | Coil:Heating:Gas | 12879.49 | 0.8
SPLITSYSTEMAC:16_UNITARY_PACKAGE_HEATCOIL | Coil:Heating:Gas | 12879.49 | 0.8
SPLITSYSTEMAC:17_UNITARY_PACKAGE_HEATCOIL | Coil:Heating:Gas | 8660.68 | 0.8
SPLITSYSTEMAC:18_UNITARY_PACKAGE_HEATCOIL | Coil:Heating:Gas | 11329.32 | 0.8
SPLITSYSTEMAC:19_UNITARY_PACKAGE_HEATCOIL | Coil:Heating:Gas | 7896.54 | 0.8
SPLITSYSTEMAC:20_UNITARY_PACKAGE_HEATCOIL | Coil:Heating:Gas | 7789.48 | 0.8
SPLITSYSTEMAC:21_UNITARY_PACKAGE_HEATCOIL | Coil:Heating:Gas | 8480.22 | 0.8
SPLITSYSTEMAC:22_UNITARY_PACKAGE_HEATCOIL | Coil:Heating:Gas | 8479.7 | 0.8
SPLITSYSTEMAC:23_UNITARY_PACKAGE_HEATCOIL | Coil:Heating:Gas | 7296.72 | 0.8
SPLITSYSTEMAC:24_UNITARY_PACKAGE_HEATCOIL | Coil:Heating:Gas | 7296.55 | 0.8
| Type | Total Efficiency [W/W] | Delta Pressure [pa] | Max Flow Rate [m3/s] | Rated Power [W] | Motor Heat In Air Fraction | End Use
T CORRIDOR UNIT HEATERFAN | Fan:ConstantVolume | 0.54 | 49.8 | 0 | 0 | 1 | Unit Heater Fans
G CORRIDOR UNIT HEATERFAN | Fan:ConstantVolume | 0.54 | 49.8 | 0 | 0 | 1 | Unit Heater Fans
M CORRIDOR UNIT HEATERFAN | Fan:ConstantVolume | 0.54 | 49.8 | 0 | 0 | 1 | Unit Heater Fans
SPLITSYSTEMAC:1_UNITARY_PACKAGE_FAN | Fan:OnOff | 0.54 | 622 | 0.2 | 230.5 | 1 | Unitary Fans
SPLITSYSTEMAC:2_UNITARY_PACKAGE_FAN | Fan:OnOff | 0.54 | 622 | 0.22 | 250.81 | 1 | Unitary Fans
SPLITSYSTEMAC:3_UNITARY_PACKAGE_FAN | Fan:OnOff | 0.54 | 622 | 0.07 | 78 | 1 | Unitary Fans
SPLITSYSTEMAC:4_UNITARY_PACKAGE_FAN | Fan:OnOff | 0.54 | 622 | 0.16 | 183.67 | 1 | Unitary Fans
SPLITSYSTEMAC:5_UNITARY_PACKAGE_FAN | Fan:OnOff | 0.54 | 622 | 0.15 | 169.17 | 1 | Unitary Fans
SPLITSYSTEMAC:6_UNITARY_PACKAGE_FAN | Fan:OnOff | 0.54 | 622 | 0.14 | 167.72 | 1 | Unitary Fans
SPLITSYSTEMAC:7_UNITARY_PACKAGE_FAN | Fan:OnOff | 0.54 | 622 | 0.13 | 152.65 | 1 | Unitary Fans
SPLITSYSTEMAC:8_UNITARY_PACKAGE_FAN | Fan:OnOff | 0.54 | 622 | 0.14 | 162.54 | 1 | Unitary Fans
SPLITSYSTEMAC:9_UNITARY_PACKAGE_FAN | Fan:OnOff | 0.54 | 622 | 0.52 | 607.86 | 1 | Unitary Fans
SPLITSYSTEMAC:10_UNITARY_PACKAGE_FAN | Fan:OnOff | 0.54 | 622 | 0.56 | 647.43 | 1 | Unitary Fans
SPLITSYSTEMAC:11_UNITARY_PACKAGE_FAN | Fan:OnOff | 0.54 | 622 | 0.41 | 475.67 | 1 | Unitary Fans
SPLITSYSTEMAC:12_UNITARY_PACKAGE_FAN | Fan:OnOff | 0.59 | 622 | 0.39 | 413.76 | 1 | Unitary Fans
SPLITSYSTEMAC:13_UNITARY_PACKAGE_FAN | Fan:OnOff | 0.59 | 622 | 0.36 | 381.8 | 1 | Unitary Fans
SPLITSYSTEMAC:14_UNITARY_PACKAGE_FAN | Fan:OnOff | 0.59 | 622 | 0.36 | 378.83 | 1 | Unitary Fans
SPLITSYSTEMAC:15_UNITARY_PACKAGE_FAN | Fan:OnOff | 0.59 | 622 | 0.33 | 351.81 | 1 | Unitary Fans
SPLITSYSTEMAC:16_UNITARY_PACKAGE_FAN | Fan:OnOff | 0.59 | 622 | 0.33 | 349.1 | 1 | Unitary Fans
SPLITSYSTEMAC:17_UNITARY_PACKAGE_FAN | Fan:OnOff | 0.59 | 622 | 0.38 | 397.34 | 1 | Unitary Fans
SPLITSYSTEMAC:18_UNITARY_PACKAGE_FAN | Fan:OnOff | 0.59 | 622 | 0.41 | 428.73 | 1 | Unitary Fans
SPLITSYSTEMAC:19_UNITARY_PACKAGE_FAN | Fan:OnOff | 0.59 | 622 | 0.29 | 307.83 | 1 | Unitary Fans
SPLITSYSTEMAC:20_UNITARY_PACKAGE_FAN | Fan:OnOff | 0.59 | 622 | 0.3 | 316.24 | 1 | Unitary Fans
SPLITSYSTEMAC:21_UNITARY_PACKAGE_FAN | Fan:OnOff | 0.59 | 622 | 0.29 | 301.41 | 1 | Unitary Fans
SPLITSYSTEMAC:22_UNITARY_PACKAGE_FAN | Fan:OnOff | 0.54 | 622 | 0.28 | 330.3 | 1 | Unitary Fans
SPLITSYSTEMAC:23_UNITARY_PACKAGE_FAN | Fan:OnOff | 0.57 | 622 | 0.27 | 290.67 | 1 | Unitary Fans
SPLITSYSTEMAC:24_UNITARY_PACKAGE_FAN | Fan:OnOff | 0.57 | 622 | 0.26 | 288.78 | 1 | Unitary Fans
| Type | Control | Head [pa] | Power [W] | Motor Efficiency [W/W]
SWHSYS1 PUMP | Pump:VariableSpeed | INTERMITTENT | 0.01 | 0 | 1
| Type | Storage Volume [m3] | Input [W] | Thermal Efficiency [W/W] | Recovery Efficiency [W/W] | Energy Factor
SWHSYS1 WATER HEATER | WaterHeater:Mixed | 0 | 211500 | 0.8 | 704.88 | 0.55
| CO2:FACILITY [kg] | NOX:FACILITY [kg] | SO2:FACILITY [kg] | PM:FACILITY [kg] | HG:FACILITY [kg] | WATERENVIRONMENTALFACTORS:FACILITY [L] | CARBON EQUIVALENT:FACILITY [kg]
January | 25034.0451 | 38.329 | 84.5715 | 0 | 0.0003 | 87905.9544 | 10195.0509
February | 21247.3069 | 33.1585 | 75.1736 | 0 | 0.0003 | 78142.8944 | 8714.4323
March | 21751.687 | 34.9378 | 82.3284 | 0 | 0.0003 | 85588.4585 | 9018.625
April | 19812.9815 | 32.9266 | 80.9593 | 0 | 0.0003 | 84173.6024 | 8322.9744
May | 21046.7637 | 35.4877 | 88.7652 | 0 | 0.0003 | 92293.0494 | 8891.3573
June | 22559.5556 | 38.3656 | 96.9156 | 0 | 0.0004 | 100769.5907 | 9562.5269
July | 27211.0589 | 46.5765 | 118.5245 | 0 | 0.0005 | 123239.8728 | 11563.6725
August | 25879.9021 | 44.2672 | 112.5597 | 0 | 0.0004 | 117037.5663 | 10994.9616
September | 22142.9595 | 37.6906 | 95.3075 | 0 | 0.0004 | 99097.8113 | 9389.2321
October | 20975.036 | 35.2112 | 87.6204 | 0 | 0.0003 | 91101.6571 | 8845.7904
November | 21313.0503 | 34.2775 | 80.9074 | 0 | 0.0003 | 84111.5807 | 8841.0946
December | 25209.0681 | 38.5167 | 84.728 | 0 | 0.0003 | 88067.9377 | 10258.4493
Annual Sum or Average | 274183.4149 | 449.7448 | 1088.3612 | 0 | 0.0043 | 1131530 | 114598.1672
Minimum of Months | 19812.9815 | 32.9266 | 75.1736 | 0 | 0.0003 | 78142.8944 | 8322.9744
Maximum of Months | 27211.0589 | 46.5765 | 118.5245 | 0 | 0.0005 | 123239.8728 | 11563.6725
| ELECTRICITY:FACILITY [J] | ELECTRICITY:FACILITY {Maximum}[W] | ELECTRICITY:FACILITY {TIMESTAMP} | INTERIORLIGHTS:ELECTRICITY {AT MAX/MIN} [W] | INTERIOREQUIPMENT:ELECTRICITY {AT MAX/MIN} [W] | FANS:ELECTRICITY {AT MAX/MIN} [W] | HEATING:ELECTRICITY {AT MAX/MIN} [W] | COOLING:ELECTRICITY {AT MAX/MIN} [W] | EXTERIORLIGHTS:ELECTRICITY {AT MAX/MIN} [W] | PUMPS:ELECTRICITY {AT MAX/MIN} [W] | HEATREJECTION:ELECTRICITY [Invalid/Undefined] | EXTERIOREQUIPMENT:ELECTRICITY [Invalid/Undefined] | HUMIDIFICATION:ELECTRICITY [Invalid/Undefined] | HEATRECOVERY:ELECTRICITY [Invalid/Undefined] | WATERSYSTEMS:ELECTRICITY [Invalid/Undefined] | REFRIGERATION:ELECTRICITY [Invalid/Undefined] | GENERATORS:ELECTRICITY [Invalid/Undefined] | ELECTRICITYPRODUCED:FACILITY [Invalid/Undefined]
January | 69692900000 | 44182.479 | 05-JAN-18:00 | 10630.253 | 23210.456 | 2042.304 | 0 | 0 | 8299.466 | 0 | 0 | 0 | 0 | 0 | 0 | 0 | 0 | 0
February | 61952600000 | 45140.579 | 12-FEB-18:15 | 10630.253 | 23210.456 | 776.644 | 0 | 2223.761 | 8299.466 | 0 | 0 | 0 | 0 | 0 | 0 | 0 | 0 | 0
March | 67855600000 | 48732.194 | 30-MAR-18:30 | 12294.589 | 20556.855 | 1952.567 | 0 | 5628.717 | 8299.466 | 0 | 0 | 0 | 0 | 0 | 0 | 0 | 0 | 0
April | 66733800000 | 52830.068 | 26-APR-18:45 | 12294.589 | 20556.855 | 3003.782 | 0 | 8675.375 | 8299.466 | 0 | 0 | 0 | 0 | 0 | 0 | 0 | 0 | 0
May | 73171000000 | 57907.535 | 23-MAY-19:15 | 12443.002 | 19968.13 | 4167.551 | 0 | 13029.386 | 8299.466 | 0 | 0 | 0 | 0 | 0 | 0 | 0 | 0 | 0
June | 79891300000 | 63228.866 | 27-JUN-17:15 | 10630.253 | 23210.456 | 6588.715 | 0 | 22799.443 | 0 | 0 | 0 | 0 | 0 | 0 | 0 | 0 | 0 | 0
July | 97706100000 | 67784.809 | 10-JUL-19:30 | 12443.002 | 19968.13 | 6232.509 | 0 | 20841.702 | 8299.466 | 0 | 0 | 0 | 0 | 0 | 0 | 0 | 0 | 0
August | 92788800000 | 66141.017 | 29-AUG-17:15 | 10630.253 | 23210.456 | 7119.724 | 0 | 25180.584 | 0 | 0 | 0 | 0 | 0 | 0 | 0 | 0 | 0 | 0
September | 78565900000 | 60083.12 | 02-SEP-16:15 | 8372.267 | 23210.456 | 6440.128 | 0 | 22060.269 | 0 | 0 | 0 | 0 | 0 | 0 | 0 | 0 | 0 | 0
October | 72226500000 | 55659.949 | 01-OCT-17:45 | 10630.253 | 23210.456 | 3381.616 | 0 | 10138.159 | 8299.466 | 0 | 0 | 0 | 0 | 0 | 0 | 0 | 0 | 0
November | 66684700000 | 45529.208 | 04-NOV-18:15 | 10630.253 | 23210.456 | 878.193 | 0 | 2510.84 | 8299.466 | 0 | 0 | 0 | 0 | 0 | 0 | 0 | 0 | 0
December | 69821300000 | 44582.316 | 11-DEC-18:15 | 10630.253 | 23210.456 | 2442.141 | 0 | 0 | 8299.466 | 0 | 0 | 0 | 0 | 0 | 0 | 0 | 0 | 0
Annual Sum or Average | 897091000000 | [9 empty] | 0 | 0 | 0 | 0 | 0 | 0 | 0 | 0
Minimum of Months | 61952600000 | 44182.479 |  | 8372.267 | 19968.13 | 776.644 | 0 | 0 | 0 | 0 | 0 | 0 | 0 | 0 | 0 | 0 | 0 | 0
Maximum of Months | 97706100000 | 67784.809 |  | 12443.002 | 23210.456 | 7119.724 | 0 | 25180.584 | 8299.466 | 0 | 0 | 0 | 0 | 0 | 0 | 0 | 0 | 0
| Electric | Gas | Other | Total
Cost ($) | 9394.69 | 4991.35 | 0 | 14386.04
Cost per Total Building Area ($/m2) | 3 | 1.59 | 0 | 4.59
Cost per Net Conditioned Building Area ($/m2) | 3 | 1.59 | 0 | 4.59

## Minneapolis (hidden)
| Total Energy [GJ] | Energy Per Total Building Area [MJ/m2] | Energy Per Conditioned Building Area [MJ/m2]
Total Site Energy | 2179.06 | 695.16 | 695.16
Net Site Energy | 2179.06 | 695.16 | 695.16
Total Source Energy | 4571.4 | 1458.37 | 1458.37
Net Source Energy | 4571.4 | 1458.37 | 1458.37
Area [m2]
Total Building Area | 3134.59
Net Conditioned Building Area | 3134.59
Unconditioned Building Area | 0
| Electricity [GJ] | Natural Gas [GJ] | Other Fuel [GJ] | District Cooling [GJ] | District Heating [GJ] | Water [m3]
Heating | 0 | 859.78 | 0 | 0 | 0 | 0
Cooling | 135.3 | 0 | 0 | 0 | 0 | 0
Interior Lighting | 173.35 | 0 | 0 | 0 | 0 | 0
Exterior Lighting | 130.36 | 0 | 0 | 0 | 0 | 0
Interior Equipment | 449.59 | 0 | 0 | 0 | 0 | 0
Exterior Equipment | 0 | 0 | 0 | 0 | 0 | 0
Fans | 46.1 | 0 | 0 | 0 | 0 | 0
Pumps | 0 | 0 | 0 | 0 | 0 | 0
Heat Rejection | 0 | 0 | 0 | 0 | 0 | 0
Humidification | 0 | 0 | 0 | 0 | 0 | 0
Heat Recovery | 0 | 0 | 0 | 0 | 0 | 0
Water Systems | 0 | 384.58 | 0 | 0 | 0 | 1874.65
Refrigeration | 0 | 0 | 0 | 0 | 0 | 0
Generators | 0 | 0 | 0 | 0 | 0 | 0
Total End Uses | 934.7 | 1244.36 | 0 | 0 | 0 | 1874.65
| Area [m2] | Conditioned (Y/N) | Volume [m3] | Multipliers | Gross Wall Area [m2] | Window Glass Area [m2] | Lighting [W/m2] | People [m2] per person | Plug and Process [W/m2]
G SW APARTMENT | 88.25 | Yes | 268.96 | 1 | 58.52 | 8.55 | 3.875 | 35.3 | 5.38
G NW APARTMENT | 88.25 | Yes | 268.96 | 1 | 58.52 | 8.55 | 3.875 | 35.3 | 5.38
OFFICE | 88.25 | Yes | 268.96 | 1 | 58.52 | 8.55 | 10.76 | 44.12 | 12.9
G NE APARTMENT | 88.25 | Yes | 268.96 | 1 | 58.52 | 8.55 | 3.875 | 35.3 | 5.38
G N1 APARTMENT | 88.25 | Yes | 268.96 | 1 | 35.3 | 5.2 | 3.875 | 35.3 | 5.38
G N2 APARTMENT | 88.25 | Yes | 268.96 | 1 | 35.3 | 5.2 | 3.875 | 35.3 | 5.38
G S1 APARTMENT | 88.25 | Yes | 268.96 | 1 | 35.3 | 5.2 | 3.875 | 35.3 | 5.38
G S2 APARTMENT | 88.25 | Yes | 268.96 | 1 | 35.3 | 5.2 | 3.875 | 35.3 | 5.38
M SW APARTMENT | 88.25 | Yes | 268.96 | 2 | 58.52 | 8.55 | 3.875 | 35.3 | 5.38
M NW APARTMENT | 88.25 | Yes | 268.96 | 2 | 58.52 | 8.55 | 3.875 | 35.3 | 5.38
M SE APARTMENT | 88.25 | Yes | 268.96 | 2 | 58.52 | 8.55 | 3.875 | 35.3 | 5.38
M NE APARTMENT | 88.25 | Yes | 268.96 | 2 | 58.52 | 8.55 | 3.875 | 35.3 | 5.38
M N1 APARTMENT | 88.25 | Yes | 268.96 | 2 | 35.3 | 5.2 | 3.875 | 35.3 | 5.38
M N2 APARTMENT | 88.25 | Yes | 268.96 | 2 | 35.3 | 5.2 | 3.875 | 35.3 | 5.38
M S1 APARTMENT | 88.25 | Yes | 268.96 | 2 | 35.3 | 5.2 | 3.875 | 35.3 | 5.38
M S2 APARTMENT | 88.25 | Yes | 268.96 | 2 | 35.3 | 5.2 | 3.875 | 35.3 | 5.38
T SW APARTMENT | 88.25 | Yes | 268.96 | 1 | 58.52 | 8.55 | 3.875 | 35.3 | 5.38
T NW APARTMENT | 88.25 | Yes | 268.96 | 1 | 58.52 | 8.55 | 3.875 | 35.3 | 5.38
T SE APARTMENT | 88.25 | Yes | 268.96 | 1 | 58.52 | 8.55 | 3.875 | 35.3 | 5.38
T NE APARTMENT | 88.25 | Yes | 268.96 | 1 | 58.52 | 8.55 | 3.875 | 35.3 | 5.38
T N1 APARTMENT | 88.25 | Yes | 268.96 | 1 | 35.3 | 5.2 | 3.875 | 35.3 | 5.38
T N2 APARTMENT | 88.25 | Yes | 268.96 | 1 | 35.3 | 5.2 | 3.875 | 35.3 | 5.38
T S1 APARTMENT | 88.25 | Yes | 268.96 | 1 | 35.3 | 5.2 | 3.875 | 35.3 | 5.38
T S2 APARTMENT | 88.25 | Yes | 268.96 | 1 | 35.3 | 5.2 | 3.875 | 35.3 | 5.38
T CORRIDOR | 77.66 | Yes | 236.69 | 1 | 10.22 | 2.23 | 5.38 |  | 0
G CORRIDOR | 77.66 | Yes | 236.69 | 1 | 10.22 | 4.43 | 5.38 |  | 209.035
M CORRIDOR | 77.66 | Yes | 236.69 | 2 | 10.22 | 2.23 | 5.38 |  | 0
Total | 3134.59 |  | 9553.6 |  | 1542.01 | 231.09 | 4.218 | 39.43 | 10.2373
Conditioned Total | 3134.59 |  | 9553.6 |  | 1542.01 | 231.09 | 4.218 | 39.43 | 10.2373
Unconditioned Total | 0 |  | 0 |  | 0 | 0
| Construction | Reflectance | U-Factor with Film [W/m2-K] | U-Factor no Film [W/m2-K] | Gross Area [m2] | Azimuth [deg] | Tilt [deg] | Cardinal Direction
G SWALL SWA | STEEL-FRAMED_R-13 + R-7.5 CI_EXT-WALL | 0.3 | 0.364 | 0.38 | 35.3 | 180 | 90 | S
G WWALL SWA | STEEL-FRAMED_R-13 + R-7.5 CI_EXT-WALL | 0.3 | 0.364 | 0.38 | 23.22 | 270 | 90 | W
G GFLOOR SWA | UNHEATED - 4IN SLAB WITH CARPET_EXT-SLAB | 0.3 | 1.862 | 3.4 | 88.25 | 270 | 180
G NWALL NWA | STEEL-FRAMED_R-13 + R-7.5 CI_EXT-WALL | 0.3 | 0.364 | 0.38 | 35.3 | 0 | 90 | N
G WWALL NWA | STEEL-FRAMED_R-13 + R-7.5 CI_EXT-WALL | 0.3 | 0.364 | 0.38 | 23.22 | 270 | 90 | W
G GFLOOR NWA | UNHEATED - 4IN SLAB WITH CARPET_EXT-SLAB | 0.3 | 1.862 | 3.4 | 88.25 | 270 | 180
G SWALL SEA | STEEL-FRAMED_R-13 + R-7.5 CI_EXT-WALL | 0.3 | 0.364 | 0.38 | 35.3 | 180 | 90 | S
G EWALL SEA | STEEL-FRAMED_R-13 + R-7.5 CI_EXT-WALL | 0.3 | 0.364 | 0.38 | 23.22 | 90 | 90 | E
G GFLOOR SEA | UNHEATED - 4IN SLAB WITH CARPET_EXT-SLAB | 0.3 | 1.862 | 3.4 | 88.25 | 270 | 180
G NWALL NEA | STEEL-FRAMED_R-13 + R-7.5 CI_EXT-WALL | 0.3 | 0.364 | 0.38 | 35.3 | 0 | 90 | N
G EWALL NEA | STEEL-FRAMED_R-13 + R-7.5 CI_EXT-WALL | 0.3 | 0.364 | 0.38 | 23.22 | 90 | 90 | E
G GFLOOR NEA | UNHEATED - 4IN SLAB WITH CARPET_EXT-SLAB | 0.3 | 1.862 | 3.4 | 88.25 | 270 | 180
G NWALL N1A | STEEL-FRAMED_R-13 + R-7.5 CI_EXT-WALL | 0.3 | 0.364 | 0.38 | 35.3 | 0 | 90 | N
G GFLOOR N1A | UNHEATED - 4IN SLAB WITH CARPET_EXT-SLAB | 0.3 | 1.862 | 3.4 | 88.25 | 270 | 180
G NWALL N2A | STEEL-FRAMED_R-13 + R-7.5 CI_EXT-WALL | 0.3 | 0.364 | 0.38 | 35.3 | 0 | 90 | N
G GFLOOR N2A | UNHEATED - 4IN SLAB WITH CARPET_EXT-SLAB | 0.3 | 1.862 | 3.4 | 88.25 | 270 | 180
G SWALL S1A | STEEL-FRAMED_R-13 + R-7.5 CI_EXT-WALL | 0.3 | 0.364 | 0.38 | 35.3 | 180 | 90 | S
G GFLOOR S1A | UNHEATED - 4IN SLAB WITH CARPET_EXT-SLAB | 0.3 | 1.862 | 3.4 | 88.25 | 270 | 180
G SWALL S2A | STEEL-FRAMED_R-13 + R-7.5 CI_EXT-WALL | 0.3 | 0.364 | 0.38 | 35.3 | 180 | 90 | S
G GFLOOR S2A | UNHEATED - 4IN SLAB WITH CARPET_EXT-SLAB | 0.3 | 1.862 | 3.4 | 88.25 | 270 | 180
M WWALL SWA | STEEL-FRAMED_R-13 + R-7.5 CI_EXT-WALL | 0.3 | 0.364 | 0.38 | 46.45 | 270 | 90 | W
M SWALL SWA | STEEL-FRAMED_R-13 + R-7.5 CI_EXT-WALL | 0.3 | 0.364 | 0.38 | 70.6 | 180 | 90 | S
M NWALL NWA | STEEL-FRAMED_R-13 + R-7.5 CI_EXT-WALL | 0.3 | 0.364 | 0.38 | 70.6 | 0 | 90 | N
M WWALL NWA | STEEL-FRAMED_R-13 + R-7.5 CI_EXT-WALL | 0.3 | 0.364 | 0.38 | 46.45 | 270 | 90 | W
M EWALL SEA | STEEL-FRAMED_R-13 + R-7.5 CI_EXT-WALL | 0.3 | 0.364 | 0.38 | 46.45 | 90 | 90 | E
M SWALL SEA | STEEL-FRAMED_R-13 + R-7.5 CI_EXT-WALL | 0.3 | 0.364 | 0.38 | 70.6 | 180 | 90 | S
M NWALL NEA | STEEL-FRAMED_R-13 + R-7.5 CI_EXT-WALL | 0.3 | 0.364 | 0.38 | 70.6 | 0 | 90 | N
M EWALL NEA | STEEL-FRAMED_R-13 + R-7.5 CI_EXT-WALL | 0.3 | 0.364 | 0.38 | 46.45 | 90 | 90 | E
M NWALL N1A | STEEL-FRAMED_R-13 + R-7.5 CI_EXT-WALL | 0.3 | 0.364 | 0.38 | 70.6 | 0 | 90 | N
M NWALL N2A | STEEL-FRAMED_R-13 + R-7.5 CI_EXT-WALL | 0.3 | 0.364 | 0.38 | 70.6 | 0 | 90 | N
M SWALL S1A | STEEL-FRAMED_R-13 + R-7.5 CI_EXT-WALL | 0.3 | 0.364 | 0.38 | 70.6 | 180 | 90 | S
M SWALL S2A | STEEL-FRAMED_R-13 + R-7.5 CI_EXT-WALL | 0.3 | 0.364 | 0.38 | 70.6 | 180 | 90 | S
T WWALL SWA | STEEL-FRAMED_R-13 + R-7.5 CI_EXT-WALL | 0.3 | 0.364 | 0.38 | 23.22 | 270 | 90 | W
T SWALL SWA | STEEL-FRAMED_R-13 + R-7.5 CI_EXT-WALL | 0.3 | 0.364 | 0.38 | 35.3 | 180 | 90 | S
T ROOF SWA | IEAD_R-15 CI_ROOF | 0.3 | 0.357 | 0.38 | 88.25 | 0 | 0
T NWALL NWA | STEEL-FRAMED_R-13 + R-7.5 CI_EXT-WALL | 0.3 | 0.364 | 0.38 | 35.3 | 0 | 90 | N
T WWALL NWA | STEEL-FRAMED_R-13 + R-7.5 CI_EXT-WALL | 0.3 | 0.364 | 0.38 | 23.22 | 270 | 90 | W
T ROOF NWA | IEAD_R-15 CI_ROOF | 0.3 | 0.357 | 0.38 | 88.25 | 0 | 0
T EWALL SEA | STEEL-FRAMED_R-13 + R-7.5 CI_EXT-WALL | 0.3 | 0.364 | 0.38 | 23.22 | 90 | 90 | E
T SWALL SEA | STEEL-FRAMED_R-13 + R-7.5 CI_EXT-WALL | 0.3 | 0.364 | 0.38 | 35.3 | 180 | 90 | S
T ROOF SEA | IEAD_R-15 CI_ROOF | 0.3 | 0.357 | 0.38 | 88.25 | 0 | 0
T NWALL NEA | STEEL-FRAMED_R-13 + R-7.5 CI_EXT-WALL | 0.3 | 0.364 | 0.38 | 35.3 | 0 | 90 | N
T EWALL NEA | STEEL-FRAMED_R-13 + R-7.5 CI_EXT-WALL | 0.3 | 0.364 | 0.38 | 23.22 | 90 | 90 | E
T ROOF NEA | IEAD_R-15 CI_ROOF | 0.3 | 0.357 | 0.38 | 88.25 | 0 | 0
T NWALL N1A | STEEL-FRAMED_R-13 + R-7.5 CI_EXT-WALL | 0.3 | 0.364 | 0.38 | 35.3 | 0 | 90 | N
T ROOF N1A | IEAD_R-15 CI_ROOF | 0.3 | 0.357 | 0.38 | 88.25 | 0 | 0
T NWALL N2A | STEEL-FRAMED_R-13 + R-7.5 CI_EXT-WALL | 0.3 | 0.364 | 0.38 | 35.3 | 0 | 90 | N
T ROOF N2A | IEAD_R-15 CI_ROOF | 0.3 | 0.357 | 0.38 | 88.25 | 0 | 0
T SWALL S1A | STEEL-FRAMED_R-13 + R-7.5 CI_EXT-WALL | 0.3 | 0.364 | 0.38 | 35.3 | 180 | 90 | S
T ROOF S1A | IEAD_R-15 CI_ROOF | 0.3 | 0.357 | 0.38 | 88.25 | 0 | 0
T SWALL S2A | STEEL-FRAMED_R-13 + R-7.5 CI_EXT-WALL | 0.3 | 0.364 | 0.38 | 35.3 | 180 | 90 | S
T ROOF S2A | IEAD_R-15 CI_ROOF | 0.3 | 0.357 | 0.38 | 88.25 | 0 | 0
T WWALL C | STEEL-FRAMED_R-13 + R-7.5 CI_EXT-WALL | 0.3 | 0.364 | 0.38 | 5.11 | 270 | 90 | W
T EWALL C | STEEL-FRAMED_R-13 + R-7.5 CI_EXT-WALL | 0.3 | 0.364 | 0.38 | 5.11 | 90 | 90 | E
T ROOF C | IEAD_R-15 CI_ROOF | 0.3 | 0.357 | 0.38 | 77.66 | 0 | 0
G WWALL C | STEEL-FRAMED_R-13 + R-7.5 CI_EXT-WALL | 0.3 | 0.364 | 0.38 | 5.11 | 270 | 90 | W
G EWALL C | STEEL-FRAMED_R-13 + R-7.5 CI_EXT-WALL | 0.3 | 0.364 | 0.38 | 5.11 | 90 | 90 | E
G FLOOR C | UNHEATED - 4IN SLAB WITH CARPET_EXT-SLAB | 0.3 | 1.862 | 3.4 | 77.66 | 270 | 180
M WWALL C | STEEL-FRAMED_R-13 + R-7.5 CI_EXT-WALL | 0.3 | 0.364 | 0.38 | 10.22 | 270 | 90 | W
M EWALL C | STEEL-FRAMED_R-13 + R-7.5 CI_EXT-WALL | 0.3 | 0.364 | 0.38 | 10.22 | 90 | 90 | E
| Construction | Area of One Opening [m2] | Area of Openings [m2] | U-Factor [W/m2-K] | SHGC | Visible Transmittance | Shade Control | Parent Surface | Azimuth [deg] | Cardinal Direction
GWINDOW1 | STD_WINDOW_UVALUE_3.237_SHGC_0.39_VT_0.495 | 5.2 | 5.2 | 3.18 | 0.402 | 0.495 | No | G SWALL SWA | 180 | S
GWINDOW2 | STD_WINDOW_UVALUE_3.237_SHGC_0.39_VT_0.495_WEST | 3.34 | 3.34 | 3.18 | 0.402 | 0.495 | No | G WWALL SWA | 270 | W
GWINDOW4 | STD_WINDOW_UVALUE_3.237_SHGC_0.49_VT_0.622 | 5.2 | 5.2 | 3.18 | 0.501 | 0.622 | No | G NWALL NWA | 0 | N
GWINDOW6 | STD_WINDOW_UVALUE_3.237_SHGC_0.39_VT_0.495_WEST | 3.34 | 3.34 | 3.18 | 0.402 | 0.495 | No | G WWALL NWA | 270 | W
GWINDOW3 | STD_WINDOW_UVALUE_3.237_SHGC_0.39_VT_0.495 | 5.2 | 5.2 | 3.18 | 0.402 | 0.495 | No | G SWALL SEA | 180 | S
GWINDOW7 | STD_WINDOW_UVALUE_3.237_SHGC_0.39_VT_0.495_EAST | 3.34 | 3.34 | 3.18 | 0.402 | 0.495 | No | G EWALL SEA | 90 | E
GWINDOW5 | STD_WINDOW_UVALUE_3.237_SHGC_0.49_VT_0.622 | 5.2 | 5.2 | 3.18 | 0.501 | 0.622 | No | G NWALL NEA | 0 | N
GWINDOW8 | STD_WINDOW_UVALUE_3.237_SHGC_0.39_VT_0.495_EAST | 3.34 | 3.34 | 3.18 | 0.402 | 0.495 | No | G EWALL NEA | 90 | E
GWINDOW9 | STD_WINDOW_UVALUE_3.237_SHGC_0.49_VT_0.622 | 5.2 | 5.2 | 3.18 | 0.501 | 0.622 | No | G NWALL N1A | 0 | N
GWINDOW10 | STD_WINDOW_UVALUE_3.237_SHGC_0.49_VT_0.622 | 5.2 | 5.2 | 3.18 | 0.501 | 0.622 | No | G NWALL N2A | 0 | N
GWINDOW11 | STD_WINDOW_UVALUE_3.237_SHGC_0.39_VT_0.495 | 5.2 | 5.2 | 3.18 | 0.402 | 0.495 | No | G SWALL S1A | 180 | S
GWINDOW12 | STD_WINDOW_UVALUE_3.237_SHGC_0.39_VT_0.495 | 5.2 | 5.2 | 3.18 | 0.402 | 0.495 | No | G SWALL S2A | 180 | S
MWINDOW2 | STD_WINDOW_UVALUE_3.237_SHGC_0.39_VT_0.495_WEST | 3.34 | 6.69 | 3.18 | 0.402 | 0.495 | No | M WWALL SWA | 270 | W
MWINDOW1 | STD_WINDOW_UVALUE_3.237_SHGC_0.39_VT_0.495 | 5.2 | 10.4 | 3.18 | 0.402 | 0.495 | No | M SWALL SWA | 180 | S
MWINDOW4 | STD_WINDOW_UVALUE_3.237_SHGC_0.49_VT_0.622 | 5.2 | 10.4 | 3.18 | 0.501 | 0.622 | No | M NWALL NWA | 0 | N
MWINDOW6 | STD_WINDOW_UVALUE_3.237_SHGC_0.39_VT_0.495_WEST | 3.34 | 6.69 | 3.18 | 0.402 | 0.495 | No | M WWALL NWA | 270 | W
MWINDOW7 | STD_WINDOW_UVALUE_3.237_SHGC_0.39_VT_0.495_EAST | 3.34 | 6.69 | 3.18 | 0.402 | 0.495 | No | M EWALL SEA | 90 | E
MWINDOW3 | STD_WINDOW_UVALUE_3.237_SHGC_0.39_VT_0.495 | 5.2 | 10.4 | 3.18 | 0.402 | 0.495 | No | M SWALL SEA | 180 | S
MWINDOW5 | STD_WINDOW_UVALUE_3.237_SHGC_0.49_VT_0.622 | 5.2 | 10.4 | 3.18 | 0.501 | 0.622 | No | M NWALL NEA | 0 | N
MWINDOW8 | STD_WINDOW_UVALUE_3.237_SHGC_0.39_VT_0.495_EAST | 3.34 | 6.69 | 3.18 | 0.402 | 0.495 | No | M EWALL NEA | 90 | E
MWINDOW9 | STD_WINDOW_UVALUE_3.237_SHGC_0.49_VT_0.622 | 5.2 | 10.4 | 3.18 | 0.501 | 0.622 | No | M NWALL N1A | 0 | N
MWINDOW10 | STD_WINDOW_UVALUE_3.237_SHGC_0.49_VT_0.622 | 5.2 | 10.4 | 3.18 | 0.501 | 0.622 | No | M NWALL N2A | 0 | N
MWINDOW11 | STD_WINDOW_UVALUE_3.237_SHGC_0.39_VT_0.495 | 5.2 | 10.4 | 3.18 | 0.402 | 0.495 | No | M SWALL S1A | 180 | S
MWINDOW12 | STD_WINDOW_UVALUE_3.237_SHGC_0.39_VT_0.495 | 5.2 | 10.4 | 3.18 | 0.402 | 0.495 | No | M SWALL S2A | 180 | S
TWINDOW2 | STD_WINDOW_UVALUE_3.237_SHGC_0.39_VT_0.495_WEST | 3.34 | 3.34 | 3.18 | 0.402 | 0.495 | No | T WWALL SWA | 270 | W
TWINDOW1 | STD_WINDOW_UVALUE_3.237_SHGC_0.39_VT_0.495 | 5.2 | 5.2 | 3.18 | 0.402 | 0.495 | No | T SWALL SWA | 180 | S
TWINDOW4 | STD_WINDOW_UVALUE_3.237_SHGC_0.49_VT_0.622 | 5.2 | 5.2 | 3.18 | 0.501 | 0.622 | No | T NWALL NWA | 0 | N
TWINDOW6 | STD_WINDOW_UVALUE_3.237_SHGC_0.39_VT_0.495_WEST | 3.34 | 3.34 | 3.18 | 0.402 | 0.495 | No | T WWALL NWA | 270 | W
TWINDOW7 | STD_WINDOW_UVALUE_3.237_SHGC_0.39_VT_0.495_EAST | 3.34 | 3.34 | 3.18 | 0.402 | 0.495 | No | T EWALL SEA | 90 | E
TWINDOW3 | STD_WINDOW_UVALUE_3.237_SHGC_0.39_VT_0.495 | 5.2 | 5.2 | 3.18 | 0.402 | 0.495 | No | T SWALL SEA | 180 | S
TWINDOW5 | STD_WINDOW_UVALUE_3.237_SHGC_0.49_VT_0.622 | 5.2 | 5.2 | 3.18 | 0.501 | 0.622 | No | T NWALL NEA | 0 | N
TWINDOW8 | STD_WINDOW_UVALUE_3.237_SHGC_0.39_VT_0.495_EAST | 3.34 | 3.34 | 3.18 | 0.402 | 0.495 | No | T EWALL NEA | 90 | E
TWINDOW9 | STD_WINDOW_UVALUE_3.237_SHGC_0.49_VT_0.622 | 5.2 | 5.2 | 3.18 | 0.501 | 0.622 | No | T NWALL N1A | 0 | N
TWINDOW10 | STD_WINDOW_UVALUE_3.237_SHGC_0.49_VT_0.622 | 5.2 | 5.2 | 3.18 | 0.501 | 0.622 | No | T NWALL N2A | 0 | N
TWINDOW11 | STD_WINDOW_UVALUE_3.237_SHGC_0.39_VT_0.495 | 5.2 | 5.2 | 3.18 | 0.402 | 0.495 | No | T SWALL S1A | 180 | S
TWINDOW12 | STD_WINDOW_UVALUE_3.237_SHGC_0.39_VT_0.495 | 5.2 | 5.2 | 3.18 | 0.402 | 0.495 | No | T SWALL S2A | 180 | S
TWINDOW13 | STD_WINDOW_UVALUE_3.237_SHGC_0.39_VT_0.495_WEST | 1.11 | 1.11 | 3.18 | 0.402 | 0.495 | No | T WWALL C | 270 | W
TWINDOW14 | STD_WINDOW_UVALUE_3.237_SHGC_0.39_VT_0.495_EAST | 1.11 | 1.11 | 3.18 | 0.402 | 0.495 | No | T EWALL C | 90 | E
GWINDOW13 | STD_WINDOW_UVALUE_3.237_SHGC_0.39_VT_0.495_WEST | 1.11 | 1.11 | 3.18 | 0.402 | 0.495 | No | G WWALL C | 270 | W
EAST_DOOR | STD_WINDOW_UVALUE_3.237_SHGC_0.39_VT_0.495_EAST | 3.32 | 3.32 | 3.18 | 0.402 | 0.495 | No | G EWALL C | 90 | E
MWINDOW13 | STD_WINDOW_UVALUE_3.237_SHGC_0.39_VT_0.495_WEST | 1.11 | 2.23 | 3.18 | 0.402 | 0.495 | No | M WWALL C | 270 | W
MWINDOW14 | STD_WINDOW_UVALUE_3.237_SHGC_0.39_VT_0.495_EAST | 1.11 | 2.23 | 3.18 | 0.402 | 0.495 | No | M EWALL C | 90 | E
Total or Average |  |  | 231.09 | 3.18 | 0.438 | 0.541
North Total or Average |  |  | 83.23 | 3.18 | 0.501 | 0.622
Non-North Total or Average |  |  | 147.86 | 3.18 | 0.402 | 0.495
| Type | Nominal Capacity [W] | Nominal Efficiency [W/W]
None
| Type | Nominal Total Capacity [W] | Nominal Sensible Capacity [W] | Nominal Latent Capacity [W] | Nominal Sensible Heat Ratio | Nominal Efficiency [W/W]
SPLITSYSTEMAC:1_UNITARY_PACKAGE_COOLCOIL | Coil:Cooling:DX:SingleSpeed | 4032.48 | 2941.83 | 1090.65 | 0.73 | 3.83
SPLITSYSTEMAC:2_UNITARY_PACKAGE_COOLCOIL | Coil:Cooling:DX:SingleSpeed | 5281.78 | 3570.92 | 1710.86 | 0.68 | 3.66
SPLITSYSTEMAC:3_UNITARY_PACKAGE_COOLCOIL | Coil:Cooling:DX:SingleSpeed | 1669.87 | 1128.97 | 540.9 | 0.68 | 3.69
SPLITSYSTEMAC:4_UNITARY_PACKAGE_COOLCOIL | Coil:Cooling:DX:SingleSpeed | 3828.88 | 2588.64 | 1240.24 | 0.68 | 3.65
SPLITSYSTEMAC:5_UNITARY_PACKAGE_COOLCOIL | Coil:Cooling:DX:SingleSpeed | 3603.54 | 2436.29 | 1167.25 | 0.68 | 3.69
SPLITSYSTEMAC:6_UNITARY_PACKAGE_COOLCOIL | Coil:Cooling:DX:SingleSpeed | 3578.42 | 2419.31 | 1159.11 | 0.68 | 3.64
SPLITSYSTEMAC:7_UNITARY_PACKAGE_COOLCOIL | Coil:Cooling:DX:SingleSpeed | 3320.44 | 2244.9 | 1075.55 | 0.68 | 3.65
SPLITSYSTEMAC:8_UNITARY_PACKAGE_COOLCOIL | Coil:Cooling:DX:SingleSpeed | 3582.78 | 2422.26 | 1160.52 | 0.68 | 3.64
SPLITSYSTEMAC:9_UNITARY_PACKAGE_COOLCOIL | Coil:Cooling:DX:SingleSpeed | 11522.56 | 7903.2 | 3619.36 | 0.69 | 3.69
SPLITSYSTEMAC:10_UNITARY_PACKAGE_COOLCOIL | Coil:Cooling:DX:SingleSpeed | 12735.66 | 8715.83 | 4019.83 | 0.68 | 3.69
SPLITSYSTEMAC:11_UNITARY_PACKAGE_COOLCOIL | Coil:Cooling:DX:SingleSpeed | 9767.34 | 6603.53 | 3163.8 | 0.68 | 3.66
SPLITSYSTEMAC:12_UNITARY_PACKAGE_COOLCOIL | Coil:Cooling:DX:SingleSpeed | 8707.96 | 5887.3 | 2820.65 | 0.68 | 3.6
SPLITSYSTEMAC:13_UNITARY_PACKAGE_COOLCOIL | Coil:Cooling:DX:SingleSpeed | 8212.8 | 5552.54 | 2660.27 | 0.68 | 3.6
SPLITSYSTEMAC:14_UNITARY_PACKAGE_COOLCOIL | Coil:Cooling:DX:SingleSpeed | 8157.81 | 5515.36 | 2642.45 | 0.68 | 3.6
SPLITSYSTEMAC:15_UNITARY_PACKAGE_COOLCOIL | Coil:Cooling:DX:SingleSpeed | 7977.8 | 5393.66 | 2584.14 | 0.68 | 3.6
SPLITSYSTEMAC:16_UNITARY_PACKAGE_COOLCOIL | Coil:Cooling:DX:SingleSpeed | 7986.12 | 5399.28 | 2586.84 | 0.68 | 3.6
SPLITSYSTEMAC:17_UNITARY_PACKAGE_COOLCOIL | Coil:Cooling:DX:SingleSpeed | 7348.54 | 5226.43 | 2122.11 | 0.71 | 3.69
SPLITSYSTEMAC:18_UNITARY_PACKAGE_COOLCOIL | Coil:Cooling:DX:SingleSpeed | 9260.88 | 6550.06 | 2710.82 | 0.71 | 3.68
SPLITSYSTEMAC:19_UNITARY_PACKAGE_COOLCOIL | Coil:Cooling:DX:SingleSpeed | 6403.53 | 4389.12 | 2014.4 | 0.69 | 3.63
SPLITSYSTEMAC:20_UNITARY_PACKAGE_COOLCOIL | Coil:Cooling:DX:SingleSpeed | 5960.05 | 4162.11 | 1797.94 | 0.7 | 3.65
SPLITSYSTEMAC:21_UNITARY_PACKAGE_COOLCOIL | Coil:Cooling:DX:SingleSpeed | 5972.93 | 4113.7 | 1859.23 | 0.69 | 3.62
SPLITSYSTEMAC:22_UNITARY_PACKAGE_COOLCOIL | Coil:Cooling:DX:SingleSpeed | 5949.36 | 4094.5 | 1854.85 | 0.69 | 3.69
SPLITSYSTEMAC:23_UNITARY_PACKAGE_COOLCOIL | Coil:Cooling:DX:SingleSpeed | 5697.39 | 3913.77 | 1783.62 | 0.69 | 3.65
SPLITSYSTEMAC:24_UNITARY_PACKAGE_COOLCOIL | Coil:Cooling:DX:SingleSpeed | 5701.74 | 3907.21 | 1794.53 | 0.69 | 3.65
| Type | Nominal Total Capacity [W] | Nominal Efficiency [W/W]
T CORRIDOR UNIT HEATER COIL | Coil:Heating:Electric | 0 | 1
G CORRIDOR UNIT HEATER COIL | Coil:Heating:Electric | 0 | 1
M CORRIDOR UNIT HEATER COIL | Coil:Heating:Electric | 0 | 1
SPLITSYSTEMAC:1_UNITARY_PACKAGE_HEATCOIL | Coil:Heating:Gas | 4780.07 | 0.8
SPLITSYSTEMAC:2_UNITARY_PACKAGE_HEATCOIL | Coil:Heating:Gas | 10461.24 | 0.8
SPLITSYSTEMAC:3_UNITARY_PACKAGE_HEATCOIL | Coil:Heating:Gas | 1523.36 | 0.8
SPLITSYSTEMAC:4_UNITARY_PACKAGE_HEATCOIL | Coil:Heating:Gas | 8571.8 | 0.8
SPLITSYSTEMAC:5_UNITARY_PACKAGE_HEATCOIL | Coil:Heating:Gas | 8610.64 | 0.8
SPLITSYSTEMAC:6_UNITARY_PACKAGE_HEATCOIL | Coil:Heating:Gas | 8610.48 | 0.8
SPLITSYSTEMAC:7_UNITARY_PACKAGE_HEATCOIL | Coil:Heating:Gas | 8571.8 | 0.8
SPLITSYSTEMAC:8_UNITARY_PACKAGE_HEATCOIL | Coil:Heating:Gas | 8571.8 | 0.8
SPLITSYSTEMAC:9_UNITARY_PACKAGE_HEATCOIL | Coil:Heating:Gas | 18211.92 | 0.8
SPLITSYSTEMAC:10_UNITARY_PACKAGE_HEATCOIL | Coil:Heating:Gas | 24002.19 | 0.8
SPLITSYSTEMAC:11_UNITARY_PACKAGE_HEATCOIL | Coil:Heating:Gas | 17143.6 | 0.8
SPLITSYSTEMAC:12_UNITARY_PACKAGE_HEATCOIL | Coil:Heating:Gas | 17143.6 | 0.8
SPLITSYSTEMAC:13_UNITARY_PACKAGE_HEATCOIL | Coil:Heating:Gas | 19060.62 | 0.8
SPLITSYSTEMAC:14_UNITARY_PACKAGE_HEATCOIL | Coil:Heating:Gas | 19059.94 | 0.8
SPLITSYSTEMAC:15_UNITARY_PACKAGE_HEATCOIL | Coil:Heating:Gas | 17143.6 | 0.8
SPLITSYSTEMAC:16_UNITARY_PACKAGE_HEATCOIL | Coil:Heating:Gas | 17143.6 | 0.8
SPLITSYSTEMAC:17_UNITARY_PACKAGE_HEATCOIL | Coil:Heating:Gas | 11609.34 | 0.8
SPLITSYSTEMAC:18_UNITARY_PACKAGE_HEATCOIL | Coil:Heating:Gas | 15449.96 | 0.8
SPLITSYSTEMAC:19_UNITARY_PACKAGE_HEATCOIL | Coil:Heating:Gas | 10510.73 | 0.8
SPLITSYSTEMAC:20_UNITARY_PACKAGE_HEATCOIL | Coil:Heating:Gas | 10345.6 | 0.8
SPLITSYSTEMAC:21_UNITARY_PACKAGE_HEATCOIL | Coil:Heating:Gas | 11489.17 | 0.8
SPLITSYSTEMAC:22_UNITARY_PACKAGE_HEATCOIL | Coil:Heating:Gas | 11488.63 | 0.8
SPLITSYSTEMAC:23_UNITARY_PACKAGE_HEATCOIL | Coil:Heating:Gas | 9791.92 | 0.8
SPLITSYSTEMAC:24_UNITARY_PACKAGE_HEATCOIL | Coil:Heating:Gas | 9791.8 | 0.8
| Type | Total Efficiency [W/W] | Delta Pressure [pa] | Max Flow Rate [m3/s] | Rated Power [W] | Motor Heat In Air Fraction | End Use
T CORRIDOR UNIT HEATERFAN | Fan:ConstantVolume | 0.54 | 49.8 | 0 | 0 | 1 | Unit Heater Fans
G CORRIDOR UNIT HEATERFAN | Fan:ConstantVolume | 0.54 | 49.8 | 0 | 0 | 1 | Unit Heater Fans
M CORRIDOR UNIT HEATERFAN | Fan:ConstantVolume | 0.54 | 49.8 | 0 | 0 | 1 | Unit Heater Fans
SPLITSYSTEMAC:1_UNITARY_PACKAGE_FAN | Fan:OnOff | 0.54 | 622 | 0.2 | 229.43 | 1 | Unitary Fans
SPLITSYSTEMAC:2_UNITARY_PACKAGE_FAN | Fan:OnOff | 0.54 | 622 | 0.21 | 246.71 | 1 | Unitary Fans
SPLITSYSTEMAC:3_UNITARY_PACKAGE_FAN | Fan:OnOff | 0.54 | 622 | 0.07 | 78 | 1 | Unitary Fans
SPLITSYSTEMAC:4_UNITARY_PACKAGE_FAN | Fan:OnOff | 0.54 | 622 | 0.15 | 178.84 | 1 | Unitary Fans
SPLITSYSTEMAC:5_UNITARY_PACKAGE_FAN | Fan:OnOff | 0.54 | 622 | 0.15 | 168.32 | 1 | Unitary Fans
SPLITSYSTEMAC:6_UNITARY_PACKAGE_FAN | Fan:OnOff | 0.54 | 622 | 0.14 | 167.15 | 1 | Unitary Fans
SPLITSYSTEMAC:7_UNITARY_PACKAGE_FAN | Fan:OnOff | 0.54 | 622 | 0.13 | 155.1 | 1 | Unitary Fans
SPLITSYSTEMAC:8_UNITARY_PACKAGE_FAN | Fan:OnOff | 0.54 | 622 | 0.14 | 167.35 | 1 | Unitary Fans
SPLITSYSTEMAC:9_UNITARY_PACKAGE_FAN | Fan:OnOff | 0.54 | 622 | 0.48 | 559.75 | 1 | Unitary Fans
SPLITSYSTEMAC:10_UNITARY_PACKAGE_FAN | Fan:OnOff | 0.54 | 622 | 0.53 | 614.97 | 1 | Unitary Fans
SPLITSYSTEMAC:11_UNITARY_PACKAGE_FAN | Fan:OnOff | 0.54 | 622 | 0.39 | 456.23 | 1 | Unitary Fans
SPLITSYSTEMAC:12_UNITARY_PACKAGE_FAN | Fan:OnOff | 0.59 | 622 | 0.35 | 368.75 | 1 | Unitary Fans
SPLITSYSTEMAC:13_UNITARY_PACKAGE_FAN | Fan:OnOff | 0.59 | 622 | 0.33 | 347.78 | 1 | Unitary Fans
SPLITSYSTEMAC:14_UNITARY_PACKAGE_FAN | Fan:OnOff | 0.59 | 622 | 0.33 | 345.45 | 1 | Unitary Fans
SPLITSYSTEMAC:15_UNITARY_PACKAGE_FAN | Fan:OnOff | 0.59 | 622 | 0.32 | 337.83 | 1 | Unitary Fans
SPLITSYSTEMAC:16_UNITARY_PACKAGE_FAN | Fan:OnOff | 0.59 | 622 | 0.32 | 338.18 | 1 | Unitary Fans
SPLITSYSTEMAC:17_UNITARY_PACKAGE_FAN | Fan:OnOff | 0.59 | 622 | 0.34 | 355.8 | 1 | Unitary Fans
SPLITSYSTEMAC:18_UNITARY_PACKAGE_FAN | Fan:OnOff | 0.59 | 622 | 0.42 | 442.09 | 1 | Unitary Fans
SPLITSYSTEMAC:19_UNITARY_PACKAGE_FAN | Fan:OnOff | 0.59 | 622 | 0.27 | 281.5 | 1 | Unitary Fans
SPLITSYSTEMAC:20_UNITARY_PACKAGE_FAN | Fan:OnOff | 0.59 | 622 | 0.26 | 275.3 | 1 | Unitary Fans
SPLITSYSTEMAC:21_UNITARY_PACKAGE_FAN | Fan:OnOff | 0.59 | 622 | 0.25 | 265.98 | 1 | Unitary Fans
SPLITSYSTEMAC:22_UNITARY_PACKAGE_FAN | Fan:OnOff | 0.54 | 622 | 0.25 | 291.66 | 1 | Unitary Fans
SPLITSYSTEMAC:23_UNITARY_PACKAGE_FAN | Fan:OnOff | 0.57 | 622 | 0.24 | 262.03 | 1 | Unitary Fans
SPLITSYSTEMAC:24_UNITARY_PACKAGE_FAN | Fan:OnOff | 0.57 | 622 | 0.24 | 260.52 | 1 | Unitary Fans
| Type | Control | Head [pa] | Power [W] | Motor Efficiency [W/W]
SWHSYS1 PUMP | Pump:VariableSpeed | INTERMITTENT | 0.01 | 0 | 1
| Type | Storage Volume [m3] | Input [W] | Thermal Efficiency [W/W] | Recovery Efficiency [W/W] | Energy Factor
SWHSYS1 WATER HEATER | WaterHeater:Mixed | 0 | 211500 | 0.8 | 704.88 | 0.55
| CO2:FACILITY [kg] | NOX:FACILITY [kg] | SO2:FACILITY [kg] | PM:FACILITY [kg] | HG:FACILITY [kg] | WATERENVIRONMENTALFACTORS:FACILITY [L] | CARBON EQUIVALENT:FACILITY [kg]
January | 31922.0724 | 43.562 | 47.6422 | 0 | 0.0004 | 31263.2115 | 12442.5307
February | 24579.9675 | 35.0108 | 41.4648 | 0 | 0.0003 | 27220.3912 | 9721.0674
March | 20984.8661 | 32.5056 | 43.9165 | 0 | 0.0003 | 28846.9886 | 8549.2557
April | 16777.8353 | 28.207 | 42.3349 | 0 | 0.0003 | 27819.7423 | 7047.3335
May | 19394.4763 | 33.7537 | 52.6738 | 0 | 0.0004 | 34618.8218 | 8256.1085
June | 21984.6077 | 38.7225 | 61.2097 | 0 | 0.0004 | 40230.7438 | 9402.7833
July | 24570.8537 | 43.5019 | 69.14 | 0 | 0.0005 | 45443.9556 | 10530.3384
August | 23913.4495 | 42.3483 | 67.3239 | 0 | 0.0005 | 44250.2857 | 10249.5844
September | 18371.9882 | 32.228 | 50.7234 | 0 | 0.0004 | 33337.9951 | 7845.107
October | 17726.8371 | 30.0517 | 45.5409 | 0 | 0.0003 | 29927.6518 | 7469.7723
November | 20856.1955 | 32.4018 | 43.9584 | 0 | 0.0003 | 28874.9915 | 8505.969
December | 28633.83 | 40.4441 | 47.1932 | 0 | 0.0004 | 30978.7195 | 11291.7299
Annual Sum or Average | 269716.9792 | 432.7375 | 613.1217 | 0 | 0.0046 | 402813.4984 | 111311.58
Minimum of Months | 16777.8353 | 28.207 | 41.4648 | 0 | 0.0003 | 27220.3912 | 7047.3335
Maximum of Months | 31922.0724 | 43.562 | 69.14 | 0 | 0.0005 | 45443.9556 | 12442.5307
| ELECTRICITY:FACILITY [J] | ELECTRICITY:FACILITY {Maximum}[W] | ELECTRICITY:FACILITY {TIMESTAMP} | INTERIORLIGHTS:ELECTRICITY {AT MAX/MIN} [W] | INTERIOREQUIPMENT:ELECTRICITY {AT MAX/MIN} [W] | FANS:ELECTRICITY {AT MAX/MIN} [W] | HEATING:ELECTRICITY {AT MAX/MIN} [W] | COOLING:ELECTRICITY {AT MAX/MIN} [W] | EXTERIORLIGHTS:ELECTRICITY {AT MAX/MIN} [W] | PUMPS:ELECTRICITY {AT MAX/MIN} [W] | HEATREJECTION:ELECTRICITY [Invalid/Undefined] | EXTERIOREQUIPMENT:ELECTRICITY [Invalid/Undefined] | HUMIDIFICATION:ELECTRICITY [Invalid/Undefined] | HEATRECOVERY:ELECTRICITY [Invalid/Undefined] | WATERSYSTEMS:ELECTRICITY [Invalid/Undefined] | REFRIGERATION:ELECTRICITY [Invalid/Undefined] | GENERATORS:ELECTRICITY [Invalid/Undefined] | ELECTRICITYPRODUCED:FACILITY [Invalid/Undefined]
January | 72543900000 | 45330.826 | 04-JAN-18:15 | 10630.253 | 23210.456 | 3190.651 | 0 | 0 | 8299.466 | 0 | 0 | 0 | 0 | 0 | 0 | 0 | 0 | 0
February | 63162900000 | 44433.797 | 03-FEB-18:00 | 10630.253 | 23210.456 | 2293.622 | 0 | 0 | 8299.466 | 0 | 0 | 0 | 0 | 0 | 0 | 0 | 0 | 0
March | 66937300000 | 43466.398 | 19-MAR-18:30 | 12294.589 | 20556.855 | 392.781 | 0 | 1922.707 | 8299.466 | 0 | 0 | 0 | 0 | 0 | 0 | 0 | 0 | 0
April | 64553600000 | 50860.441 | 02-APR-18:45 | 12294.589 | 20556.855 | 1612.467 | 0 | 8097.064 | 8299.466 | 0 | 0 | 0 | 0 | 0 | 0 | 0 | 0 | 0
May | 80330400000 | 76772.781 | 27-MAY-17:15 | 10630.253 | 23210.456 | 6225.149 | 0 | 36706.924 | 0 | 0 | 0 | 0 | 0 | 0 | 0 | 0 | 0 | 0
June | 93352400000 | 79813.746 | 29-JUN-17:45 | 10630.253 | 23210.456 | 6796.464 | 0 | 39176.573 | 0 | 0 | 0 | 0 | 0 | 0 | 0 | 0 | 0 | 0
July | 105449000000 | 80856.686 | 15-JUL-19:00 | 12443.002 | 19968.13 | 6150.975 | 0 | 33995.114 | 8299.466 | 0 | 0 | 0 | 0 | 0 | 0 | 0 | 0 | 0
August | 102679000000 | 82780.002 | 25-AUG-18:00 | 12294.589 | 20556.855 | 6374.971 | 0 | 35254.121 | 8299.466 | 0 | 0 | 0 | 0 | 0 | 0 | 0 | 0 | 0
September | 77358300000 | 62503.151 | 14-SEP-18:30 | 12294.589 | 20556.855 | 3459.552 | 0 | 17892.688 | 8299.466 | 0 | 0 | 0 | 0 | 0 | 0 | 0 | 0 | 0
October | 69444900000 | 58716.23 | 08-OCT-17:45 | 10630.253 | 23210.456 | 2761.201 | 0 | 13814.855 | 8299.466 | 0 | 0 | 0 | 0 | 0 | 0 | 0 | 0 | 0
November | 67002200000 | 44863.243 | 02-NOV-18:15 | 10630.253 | 23210.456 | 484.133 | 0 | 2238.935 | 8299.466 | 0 | 0 | 0 | 0 | 0 | 0 | 0 | 0 | 0
December | 71883800000 | 45157.614 | 31-DEC-18:00 | 10630.253 | 23210.456 | 3017.439 | 0 | 0 | 8299.466 | 0 | 0 | 0 | 0 | 0 | 0 | 0 | 0 | 0
Annual Sum or Average | 934698000000 | [9 empty] | 0 | 0 | 0 | 0 | 0 | 0 | 0 | 0
Minimum of Months | 63162900000 | 43466.398 |  | 10630.253 | 19968.13 | 392.781 | 0 | 0 | 0 | 0 | 0 | 0 | 0 | 0 | 0 | 0 | 0 | 0
Maximum of Months | 105449000000 | 82780.002 |  | 12443.002 | 23210.456 | 6796.464 | 0 | 39176.573 | 8299.466 | 0 | 0 | 0 | 0 | 0 | 0 | 0 | 0 | 0
| Electric | Gas | Other | Total
Cost ($) | 15220.72 | 9884.86 | 0 | 25105.58
Cost per Total Building Area ($/m2) | 4.86 | 3.15 | 0 | 8.01
Cost per Net Conditioned Building Area ($/m2) | 4.86 | 3.15 | 0 | 8.01

## Helena (hidden)
| Total Energy [GJ] | Energy Per Total Building Area [MJ/m2] | Energy Per Conditioned Building Area [MJ/m2]
Total Site Energy | 1897.78 | 605.43 | 605.43
Net Site Energy | 1897.78 | 605.43 | 605.43
Total Source Energy | 4130.76 | 1317.8 | 1317.8
Net Source Energy | 4130.76 | 1317.8 | 1317.8
Area [m2]
Total Building Area | 3134.59
Net Conditioned Building Area | 3134.59
Unconditioned Building Area | 0
| Electricity [GJ] | Natural Gas [GJ] | Other Fuel [GJ] | District Cooling [GJ] | District Heating [GJ] | Water [m3]
Heating | 0 | 645.34 | 0 | 0 | 0 | 0
Cooling | 70.37 | 0 | 0 | 0 | 0 | 0
Interior Lighting | 173.35 | 0 | 0 | 0 | 0 | 0
Exterior Lighting | 130.2 | 0 | 0 | 0 | 0 | 0
Interior Equipment | 449.59 | 0 | 0 | 0 | 0 | 0
Exterior Equipment | 0 | 0 | 0 | 0 | 0 | 0
Fans | 39.91 | 0 | 0 | 0 | 0 | 0
Pumps | 0 | 0 | 0 | 0 | 0 | 0
Heat Rejection | 0 | 0 | 0 | 0 | 0 | 0
Humidification | 0 | 0 | 0 | 0 | 0 | 0
Heat Recovery | 0 | 0 | 0 | 0 | 0 | 0
Water Systems | 0 | 389.01 | 0 | 0 | 0 | 1874.65
Refrigeration | 0 | 0 | 0 | 0 | 0 | 0
Generators | 0 | 0 | 0 | 0 | 0 | 0
Total End Uses | 863.42 | 1034.36 | 0 | 0 | 0 | 1874.65
| Area [m2] | Conditioned (Y/N) | Volume [m3] | Multipliers | Gross Wall Area [m2] | Window Glass Area [m2] | Lighting [W/m2] | People [m2] per person | Plug and Process [W/m2]
G SW APARTMENT | 88.25 | Yes | 268.96 | 1 | 58.52 | 8.55 | 3.875 | 35.3 | 5.38
G NW APARTMENT | 88.25 | Yes | 268.96 | 1 | 58.52 | 8.55 | 3.875 | 35.3 | 5.38
OFFICE | 88.25 | Yes | 268.96 | 1 | 58.52 | 8.55 | 10.76 | 44.12 | 12.9
G NE APARTMENT | 88.25 | Yes | 268.96 | 1 | 58.52 | 8.55 | 3.875 | 35.3 | 5.38
G N1 APARTMENT | 88.25 | Yes | 268.96 | 1 | 35.3 | 5.2 | 3.875 | 35.3 | 5.38
G N2 APARTMENT | 88.25 | Yes | 268.96 | 1 | 35.3 | 5.2 | 3.875 | 35.3 | 5.38
G S1 APARTMENT | 88.25 | Yes | 268.96 | 1 | 35.3 | 5.2 | 3.875 | 35.3 | 5.38
G S2 APARTMENT | 88.25 | Yes | 268.96 | 1 | 35.3 | 5.2 | 3.875 | 35.3 | 5.38
M SW APARTMENT | 88.25 | Yes | 268.96 | 2 | 58.52 | 8.55 | 3.875 | 35.3 | 5.38
M NW APARTMENT | 88.25 | Yes | 268.96 | 2 | 58.52 | 8.55 | 3.875 | 35.3 | 5.38
M SE APARTMENT | 88.25 | Yes | 268.96 | 2 | 58.52 | 8.55 | 3.875 | 35.3 | 5.38
M NE APARTMENT | 88.25 | Yes | 268.96 | 2 | 58.52 | 8.55 | 3.875 | 35.3 | 5.38
M N1 APARTMENT | 88.25 | Yes | 268.96 | 2 | 35.3 | 5.2 | 3.875 | 35.3 | 5.38
M N2 APARTMENT | 88.25 | Yes | 268.96 | 2 | 35.3 | 5.2 | 3.875 | 35.3 | 5.38
M S1 APARTMENT | 88.25 | Yes | 268.96 | 2 | 35.3 | 5.2 | 3.875 | 35.3 | 5.38
M S2 APARTMENT | 88.25 | Yes | 268.96 | 2 | 35.3 | 5.2 | 3.875 | 35.3 | 5.38
T SW APARTMENT | 88.25 | Yes | 268.96 | 1 | 58.52 | 8.55 | 3.875 | 35.3 | 5.38
T NW APARTMENT | 88.25 | Yes | 268.96 | 1 | 58.52 | 8.55 | 3.875 | 35.3 | 5.38
T SE APARTMENT | 88.25 | Yes | 268.96 | 1 | 58.52 | 8.55 | 3.875 | 35.3 | 5.38
T NE APARTMENT | 88.25 | Yes | 268.96 | 1 | 58.52 | 8.55 | 3.875 | 35.3 | 5.38
T N1 APARTMENT | 88.25 | Yes | 268.96 | 1 | 35.3 | 5.2 | 3.875 | 35.3 | 5.38
T N2 APARTMENT | 88.25 | Yes | 268.96 | 1 | 35.3 | 5.2 | 3.875 | 35.3 | 5.38
T S1 APARTMENT | 88.25 | Yes | 268.96 | 1 | 35.3 | 5.2 | 3.875 | 35.3 | 5.38
T S2 APARTMENT | 88.25 | Yes | 268.96 | 1 | 35.3 | 5.2 | 3.875 | 35.3 | 5.38
T CORRIDOR | 77.66 | Yes | 236.69 | 1 | 10.22 | 2.23 | 5.38 |  | 0
G CORRIDOR | 77.66 | Yes | 236.69 | 1 | 10.22 | 4.43 | 5.38 |  | 209.035
M CORRIDOR | 77.66 | Yes | 236.69 | 2 | 10.22 | 2.23 | 5.38 |  | 0
Total | 3134.59 |  | 9553.6 |  | 1542.01 | 231.09 | 4.218 | 39.43 | 10.2373
Conditioned Total | 3134.59 |  | 9553.6 |  | 1542.01 | 231.09 | 4.218 | 39.43 | 10.2373
Unconditioned Total | 0 |  | 0 |  | 0 | 0
| Construction | Reflectance | U-Factor with Film [W/m2-K] | U-Factor no Film [W/m2-K] | Gross Area [m2] | Azimuth [deg] | Tilt [deg] | Cardinal Direction
G SWALL SWA | STEEL-FRAMED_R-13 + R-7.5 CI_EXT-WALL | 0.3 | 0.364 | 0.38 | 35.3 | 180 | 90 | S
G WWALL SWA | STEEL-FRAMED_R-13 + R-7.5 CI_EXT-WALL | 0.3 | 0.364 | 0.38 | 23.22 | 270 | 90 | W
G GFLOOR SWA | UNHEATED - 4IN SLAB WITH CARPET_EXT-SLAB | 0.3 | 1.862 | 3.4 | 88.25 | 270 | 180
G NWALL NWA | STEEL-FRAMED_R-13 + R-7.5 CI_EXT-WALL | 0.3 | 0.364 | 0.38 | 35.3 | 0 | 90 | N
G WWALL NWA | STEEL-FRAMED_R-13 + R-7.5 CI_EXT-WALL | 0.3 | 0.364 | 0.38 | 23.22 | 270 | 90 | W
G GFLOOR NWA | UNHEATED - 4IN SLAB WITH CARPET_EXT-SLAB | 0.3 | 1.862 | 3.4 | 88.25 | 270 | 180
G SWALL SEA | STEEL-FRAMED_R-13 + R-7.5 CI_EXT-WALL | 0.3 | 0.364 | 0.38 | 35.3 | 180 | 90 | S
G EWALL SEA | STEEL-FRAMED_R-13 + R-7.5 CI_EXT-WALL | 0.3 | 0.364 | 0.38 | 23.22 | 90 | 90 | E
G GFLOOR SEA | UNHEATED - 4IN SLAB WITH CARPET_EXT-SLAB | 0.3 | 1.862 | 3.4 | 88.25 | 270 | 180
G NWALL NEA | STEEL-FRAMED_R-13 + R-7.5 CI_EXT-WALL | 0.3 | 0.364 | 0.38 | 35.3 | 0 | 90 | N
G EWALL NEA | STEEL-FRAMED_R-13 + R-7.5 CI_EXT-WALL | 0.3 | 0.364 | 0.38 | 23.22 | 90 | 90 | E
G GFLOOR NEA | UNHEATED - 4IN SLAB WITH CARPET_EXT-SLAB | 0.3 | 1.862 | 3.4 | 88.25 | 270 | 180
G NWALL N1A | STEEL-FRAMED_R-13 + R-7.5 CI_EXT-WALL | 0.3 | 0.364 | 0.38 | 35.3 | 0 | 90 | N
G GFLOOR N1A | UNHEATED - 4IN SLAB WITH CARPET_EXT-SLAB | 0.3 | 1.862 | 3.4 | 88.25 | 270 | 180
G NWALL N2A | STEEL-FRAMED_R-13 + R-7.5 CI_EXT-WALL | 0.3 | 0.364 | 0.38 | 35.3 | 0 | 90 | N
G GFLOOR N2A | UNHEATED - 4IN SLAB WITH CARPET_EXT-SLAB | 0.3 | 1.862 | 3.4 | 88.25 | 270 | 180
G SWALL S1A | STEEL-FRAMED_R-13 + R-7.5 CI_EXT-WALL | 0.3 | 0.364 | 0.38 | 35.3 | 180 | 90 | S
G GFLOOR S1A | UNHEATED - 4IN SLAB WITH CARPET_EXT-SLAB | 0.3 | 1.862 | 3.4 | 88.25 | 270 | 180
G SWALL S2A | STEEL-FRAMED_R-13 + R-7.5 CI_EXT-WALL | 0.3 | 0.364 | 0.38 | 35.3 | 180 | 90 | S
G GFLOOR S2A | UNHEATED - 4IN SLAB WITH CARPET_EXT-SLAB | 0.3 | 1.862 | 3.4 | 88.25 | 270 | 180
M WWALL SWA | STEEL-FRAMED_R-13 + R-7.5 CI_EXT-WALL | 0.3 | 0.364 | 0.38 | 46.45 | 270 | 90 | W
M SWALL SWA | STEEL-FRAMED_R-13 + R-7.5 CI_EXT-WALL | 0.3 | 0.364 | 0.38 | 70.6 | 180 | 90 | S
M NWALL NWA | STEEL-FRAMED_R-13 + R-7.5 CI_EXT-WALL | 0.3 | 0.364 | 0.38 | 70.6 | 0 | 90 | N
M WWALL NWA | STEEL-FRAMED_R-13 + R-7.5 CI_EXT-WALL | 0.3 | 0.364 | 0.38 | 46.45 | 270 | 90 | W
M EWALL SEA | STEEL-FRAMED_R-13 + R-7.5 CI_EXT-WALL | 0.3 | 0.364 | 0.38 | 46.45 | 90 | 90 | E
M SWALL SEA | STEEL-FRAMED_R-13 + R-7.5 CI_EXT-WALL | 0.3 | 0.364 | 0.38 | 70.6 | 180 | 90 | S
M NWALL NEA | STEEL-FRAMED_R-13 + R-7.5 CI_EXT-WALL | 0.3 | 0.364 | 0.38 | 70.6 | 0 | 90 | N
M EWALL NEA | STEEL-FRAMED_R-13 + R-7.5 CI_EXT-WALL | 0.3 | 0.364 | 0.38 | 46.45 | 90 | 90 | E
M NWALL N1A | STEEL-FRAMED_R-13 + R-7.5 CI_EXT-WALL | 0.3 | 0.364 | 0.38 | 70.6 | 0 | 90 | N
M NWALL N2A | STEEL-FRAMED_R-13 + R-7.5 CI_EXT-WALL | 0.3 | 0.364 | 0.38 | 70.6 | 0 | 90 | N
M SWALL S1A | STEEL-FRAMED_R-13 + R-7.5 CI_EXT-WALL | 0.3 | 0.364 | 0.38 | 70.6 | 180 | 90 | S
M SWALL S2A | STEEL-FRAMED_R-13 + R-7.5 CI_EXT-WALL | 0.3 | 0.364 | 0.38 | 70.6 | 180 | 90 | S
T WWALL SWA | STEEL-FRAMED_R-13 + R-7.5 CI_EXT-WALL | 0.3 | 0.364 | 0.38 | 23.22 | 270 | 90 | W
T SWALL SWA | STEEL-FRAMED_R-13 + R-7.5 CI_EXT-WALL | 0.3 | 0.364 | 0.38 | 35.3 | 180 | 90 | S
T ROOF SWA | IEAD_R-15 CI_ROOF | 0.3 | 0.357 | 0.38 | 88.25 | 0 | 0
T NWALL NWA | STEEL-FRAMED_R-13 + R-7.5 CI_EXT-WALL | 0.3 | 0.364 | 0.38 | 35.3 | 0 | 90 | N
T WWALL NWA | STEEL-FRAMED_R-13 + R-7.5 CI_EXT-WALL | 0.3 | 0.364 | 0.38 | 23.22 | 270 | 90 | W
T ROOF NWA | IEAD_R-15 CI_ROOF | 0.3 | 0.357 | 0.38 | 88.25 | 0 | 0
T EWALL SEA | STEEL-FRAMED_R-13 + R-7.5 CI_EXT-WALL | 0.3 | 0.364 | 0.38 | 23.22 | 90 | 90 | E
T SWALL SEA | STEEL-FRAMED_R-13 + R-7.5 CI_EXT-WALL | 0.3 | 0.364 | 0.38 | 35.3 | 180 | 90 | S
T ROOF SEA | IEAD_R-15 CI_ROOF | 0.3 | 0.357 | 0.38 | 88.25 | 0 | 0
T NWALL NEA | STEEL-FRAMED_R-13 + R-7.5 CI_EXT-WALL | 0.3 | 0.364 | 0.38 | 35.3 | 0 | 90 | N
T EWALL NEA | STEEL-FRAMED_R-13 + R-7.5 CI_EXT-WALL | 0.3 | 0.364 | 0.38 | 23.22 | 90 | 90 | E
T ROOF NEA | IEAD_R-15 CI_ROOF | 0.3 | 0.357 | 0.38 | 88.25 | 0 | 0
T NWALL N1A | STEEL-FRAMED_R-13 + R-7.5 CI_EXT-WALL | 0.3 | 0.364 | 0.38 | 35.3 | 0 | 90 | N
T ROOF N1A | IEAD_R-15 CI_ROOF | 0.3 | 0.357 | 0.38 | 88.25 | 0 | 0
T NWALL N2A | STEEL-FRAMED_R-13 + R-7.5 CI_EXT-WALL | 0.3 | 0.364 | 0.38 | 35.3 | 0 | 90 | N
T ROOF N2A | IEAD_R-15 CI_ROOF | 0.3 | 0.357 | 0.38 | 88.25 | 0 | 0
T SWALL S1A | STEEL-FRAMED_R-13 + R-7.5 CI_EXT-WALL | 0.3 | 0.364 | 0.38 | 35.3 | 180 | 90 | S
T ROOF S1A | IEAD_R-15 CI_ROOF | 0.3 | 0.357 | 0.38 | 88.25 | 0 | 0
T SWALL S2A | STEEL-FRAMED_R-13 + R-7.5 CI_EXT-WALL | 0.3 | 0.364 | 0.38 | 35.3 | 180 | 90 | S
T ROOF S2A | IEAD_R-15 CI_ROOF | 0.3 | 0.357 | 0.38 | 88.25 | 0 | 0
T WWALL C | STEEL-FRAMED_R-13 + R-7.5 CI_EXT-WALL | 0.3 | 0.364 | 0.38 | 5.11 | 270 | 90 | W
T EWALL C | STEEL-FRAMED_R-13 + R-7.5 CI_EXT-WALL | 0.3 | 0.364 | 0.38 | 5.11 | 90 | 90 | E
T ROOF C | IEAD_R-15 CI_ROOF | 0.3 | 0.357 | 0.38 | 77.66 | 0 | 0
G WWALL C | STEEL-FRAMED_R-13 + R-7.5 CI_EXT-WALL | 0.3 | 0.364 | 0.38 | 5.11 | 270 | 90 | W
G EWALL C | STEEL-FRAMED_R-13 + R-7.5 CI_EXT-WALL | 0.3 | 0.364 | 0.38 | 5.11 | 90 | 90 | E
G FLOOR C | UNHEATED - 4IN SLAB WITH CARPET_EXT-SLAB | 0.3 | 1.862 | 3.4 | 77.66 | 270 | 180
M WWALL C | STEEL-FRAMED_R-13 + R-7.5 CI_EXT-WALL | 0.3 | 0.364 | 0.38 | 10.22 | 270 | 90 | W
M EWALL C | STEEL-FRAMED_R-13 + R-7.5 CI_EXT-WALL | 0.3 | 0.364 | 0.38 | 10.22 | 90 | 90 | E
| Construction | Area of One Opening [m2] | Area of Openings [m2] | U-Factor [W/m2-K] | SHGC | Visible Transmittance | Shade Control | Parent Surface | Azimuth [deg] | Cardinal Direction
GWINDOW1 | STD_WINDOW_UVALUE_3.237_SHGC_0.39_VT_0.495 | 5.2 | 5.2 | 3.18 | 0.402 | 0.495 | No | G SWALL SWA | 180 | S
GWINDOW2 | STD_WINDOW_UVALUE_3.237_SHGC_0.39_VT_0.495_WEST | 3.34 | 3.34 | 3.18 | 0.402 | 0.495 | No | G WWALL SWA | 270 | W
GWINDOW4 | STD_WINDOW_UVALUE_3.237_SHGC_0.49_VT_0.622 | 5.2 | 5.2 | 3.18 | 0.501 | 0.622 | No | G NWALL NWA | 0 | N
GWINDOW6 | STD_WINDOW_UVALUE_3.237_SHGC_0.39_VT_0.495_WEST | 3.34 | 3.34 | 3.18 | 0.402 | 0.495 | No | G WWALL NWA | 270 | W
GWINDOW3 | STD_WINDOW_UVALUE_3.237_SHGC_0.39_VT_0.495 | 5.2 | 5.2 | 3.18 | 0.402 | 0.495 | No | G SWALL SEA | 180 | S
GWINDOW7 | STD_WINDOW_UVALUE_3.237_SHGC_0.39_VT_0.495_EAST | 3.34 | 3.34 | 3.18 | 0.402 | 0.495 | No | G EWALL SEA | 90 | E
GWINDOW5 | STD_WINDOW_UVALUE_3.237_SHGC_0.49_VT_0.622 | 5.2 | 5.2 | 3.18 | 0.501 | 0.622 | No | G NWALL NEA | 0 | N
GWINDOW8 | STD_WINDOW_UVALUE_3.237_SHGC_0.39_VT_0.495_EAST | 3.34 | 3.34 | 3.18 | 0.402 | 0.495 | No | G EWALL NEA | 90 | E
GWINDOW9 | STD_WINDOW_UVALUE_3.237_SHGC_0.49_VT_0.622 | 5.2 | 5.2 | 3.18 | 0.501 | 0.622 | No | G NWALL N1A | 0 | N
GWINDOW10 | STD_WINDOW_UVALUE_3.237_SHGC_0.49_VT_0.622 | 5.2 | 5.2 | 3.18 | 0.501 | 0.622 | No | G NWALL N2A | 0 | N
GWINDOW11 | STD_WINDOW_UVALUE_3.237_SHGC_0.39_VT_0.495 | 5.2 | 5.2 | 3.18 | 0.402 | 0.495 | No | G SWALL S1A | 180 | S
GWINDOW12 | STD_WINDOW_UVALUE_3.237_SHGC_0.39_VT_0.495 | 5.2 | 5.2 | 3.18 | 0.402 | 0.495 | No | G SWALL S2A | 180 | S
MWINDOW2 | STD_WINDOW_UVALUE_3.237_SHGC_0.39_VT_0.495_WEST | 3.34 | 6.69 | 3.18 | 0.402 | 0.495 | No | M WWALL SWA | 270 | W
MWINDOW1 | STD_WINDOW_UVALUE_3.237_SHGC_0.39_VT_0.495 | 5.2 | 10.4 | 3.18 | 0.402 | 0.495 | No | M SWALL SWA | 180 | S
MWINDOW4 | STD_WINDOW_UVALUE_3.237_SHGC_0.49_VT_0.622 | 5.2 | 10.4 | 3.18 | 0.501 | 0.622 | No | M NWALL NWA | 0 | N
MWINDOW6 | STD_WINDOW_UVALUE_3.237_SHGC_0.39_VT_0.495_WEST | 3.34 | 6.69 | 3.18 | 0.402 | 0.495 | No | M WWALL NWA | 270 | W
MWINDOW7 | STD_WINDOW_UVALUE_3.237_SHGC_0.39_VT_0.495_EAST | 3.34 | 6.69 | 3.18 | 0.402 | 0.495 | No | M EWALL SEA | 90 | E
MWINDOW3 | STD_WINDOW_UVALUE_3.237_SHGC_0.39_VT_0.495 | 5.2 | 10.4 | 3.18 | 0.402 | 0.495 | No | M SWALL SEA | 180 | S
MWINDOW5 | STD_WINDOW_UVALUE_3.237_SHGC_0.49_VT_0.622 | 5.2 | 10.4 | 3.18 | 0.501 | 0.622 | No | M NWALL NEA | 0 | N
MWINDOW8 | STD_WINDOW_UVALUE_3.237_SHGC_0.39_VT_0.495_EAST | 3.34 | 6.69 | 3.18 | 0.402 | 0.495 | No | M EWALL NEA | 90 | E
MWINDOW9 | STD_WINDOW_UVALUE_3.237_SHGC_0.49_VT_0.622 | 5.2 | 10.4 | 3.18 | 0.501 | 0.622 | No | M NWALL N1A | 0 | N
MWINDOW10 | STD_WINDOW_UVALUE_3.237_SHGC_0.49_VT_0.622 | 5.2 | 10.4 | 3.18 | 0.501 | 0.622 | No | M NWALL N2A | 0 | N
MWINDOW11 | STD_WINDOW_UVALUE_3.237_SHGC_0.39_VT_0.495 | 5.2 | 10.4 | 3.18 | 0.402 | 0.495 | No | M SWALL S1A | 180 | S
MWINDOW12 | STD_WINDOW_UVALUE_3.237_SHGC_0.39_VT_0.495 | 5.2 | 10.4 | 3.18 | 0.402 | 0.495 | No | M SWALL S2A | 180 | S
TWINDOW2 | STD_WINDOW_UVALUE_3.237_SHGC_0.39_VT_0.495_WEST | 3.34 | 3.34 | 3.18 | 0.402 | 0.495 | No | T WWALL SWA | 270 | W
TWINDOW1 | STD_WINDOW_UVALUE_3.237_SHGC_0.39_VT_0.495 | 5.2 | 5.2 | 3.18 | 0.402 | 0.495 | No | T SWALL SWA | 180 | S
TWINDOW4 | STD_WINDOW_UVALUE_3.237_SHGC_0.49_VT_0.622 | 5.2 | 5.2 | 3.18 | 0.501 | 0.622 | No | T NWALL NWA | 0 | N
TWINDOW6 | STD_WINDOW_UVALUE_3.237_SHGC_0.39_VT_0.495_WEST | 3.34 | 3.34 | 3.18 | 0.402 | 0.495 | No | T WWALL NWA | 270 | W
TWINDOW7 | STD_WINDOW_UVALUE_3.237_SHGC_0.39_VT_0.495_EAST | 3.34 | 3.34 | 3.18 | 0.402 | 0.495 | No | T EWALL SEA | 90 | E
TWINDOW3 | STD_WINDOW_UVALUE_3.237_SHGC_0.39_VT_0.495 | 5.2 | 5.2 | 3.18 | 0.402 | 0.495 | No | T SWALL SEA | 180 | S
TWINDOW5 | STD_WINDOW_UVALUE_3.237_SHGC_0.49_VT_0.622 | 5.2 | 5.2 | 3.18 | 0.501 | 0.622 | No | T NWALL NEA | 0 | N
TWINDOW8 | STD_WINDOW_UVALUE_3.237_SHGC_0.39_VT_0.495_EAST | 3.34 | 3.34 | 3.18 | 0.402 | 0.495 | No | T EWALL NEA | 90 | E
TWINDOW9 | STD_WINDOW_UVALUE_3.237_SHGC_0.49_VT_0.622 | 5.2 | 5.2 | 3.18 | 0.501 | 0.622 | No | T NWALL N1A | 0 | N
TWINDOW10 | STD_WINDOW_UVALUE_3.237_SHGC_0.49_VT_0.622 | 5.2 | 5.2 | 3.18 | 0.501 | 0.622 | No | T NWALL N2A | 0 | N
TWINDOW11 | STD_WINDOW_UVALUE_3.237_SHGC_0.39_VT_0.495 | 5.2 | 5.2 | 3.18 | 0.402 | 0.495 | No | T SWALL S1A | 180 | S
TWINDOW12 | STD_WINDOW_UVALUE_3.237_SHGC_0.39_VT_0.495 | 5.2 | 5.2 | 3.18 | 0.402 | 0.495 | No | T SWALL S2A | 180 | S
TWINDOW13 | STD_WINDOW_UVALUE_3.237_SHGC_0.39_VT_0.495_WEST | 1.11 | 1.11 | 3.18 | 0.402 | 0.495 | No | T WWALL C | 270 | W
TWINDOW14 | STD_WINDOW_UVALUE_3.237_SHGC_0.39_VT_0.495_EAST | 1.11 | 1.11 | 3.18 | 0.402 | 0.495 | No | T EWALL C | 90 | E
GWINDOW13 | STD_WINDOW_UVALUE_3.237_SHGC_0.39_VT_0.495_WEST | 1.11 | 1.11 | 3.18 | 0.402 | 0.495 | No | G WWALL C | 270 | W
EAST_DOOR | STD_WINDOW_UVALUE_3.237_SHGC_0.39_VT_0.495_EAST | 3.32 | 3.32 | 3.18 | 0.402 | 0.495 | No | G EWALL C | 90 | E
MWINDOW13 | STD_WINDOW_UVALUE_3.237_SHGC_0.39_VT_0.495_WEST | 1.11 | 2.23 | 3.18 | 0.402 | 0.495 | No | M WWALL C | 270 | W
MWINDOW14 | STD_WINDOW_UVALUE_3.237_SHGC_0.39_VT_0.495_EAST | 1.11 | 2.23 | 3.18 | 0.402 | 0.495 | No | M EWALL C | 90 | E
Total or Average |  |  | 231.09 | 3.18 | 0.438 | 0.541
North Total or Average |  |  | 83.23 | 3.18 | 0.501 | 0.622
Non-North Total or Average |  |  | 147.86 | 3.18 | 0.402 | 0.495
| Type | Nominal Capacity [W] | Nominal Efficiency [W/W]
None
| Type | Nominal Total Capacity [W] | Nominal Sensible Capacity [W] | Nominal Latent Capacity [W] | Nominal Sensible Heat Ratio | Nominal Efficiency [W/W]
SPLITSYSTEMAC:1_UNITARY_PACKAGE_COOLCOIL | Coil:Cooling:DX:SingleSpeed | 3257.75 | 2601.82 | 655.93 | 0.8 | 4.08
SPLITSYSTEMAC:2_UNITARY_PACKAGE_COOLCOIL | Coil:Cooling:DX:SingleSpeed | 3486.34 | 2784.39 | 701.96 | 0.8 | 4.05
SPLITSYSTEMAC:3_UNITARY_PACKAGE_COOLCOIL | Coil:Cooling:DX:SingleSpeed | 1669.87 | 1128.97 | 540.9 | 0.68 | 3.69
SPLITSYSTEMAC:4_UNITARY_PACKAGE_COOLCOIL | Coil:Cooling:DX:SingleSpeed | 2428.76 | 1939.74 | 489.02 | 0.8 | 4.09
SPLITSYSTEMAC:5_UNITARY_PACKAGE_COOLCOIL | Coil:Cooling:DX:SingleSpeed | 2200.17 | 1757.18 | 442.99 | 0.8 | 4.03
SPLITSYSTEMAC:6_UNITARY_PACKAGE_COOLCOIL | Coil:Cooling:DX:SingleSpeed | 2181.89 | 1742.58 | 439.31 | 0.8 | 4.04
SPLITSYSTEMAC:7_UNITARY_PACKAGE_COOLCOIL | Coil:Cooling:DX:SingleSpeed | 2151.23 | 1718.09 | 433.14 | 0.8 | 4.06
SPLITSYSTEMAC:8_UNITARY_PACKAGE_COOLCOIL | Coil:Cooling:DX:SingleSpeed | 2294.13 | 1832.22 | 461.91 | 0.8 | 4.07
SPLITSYSTEMAC:9_UNITARY_PACKAGE_COOLCOIL | Coil:Cooling:DX:SingleSpeed | 8692.56 | 6942.36 | 1750.2 | 0.8 | 4.07
SPLITSYSTEMAC:10_UNITARY_PACKAGE_COOLCOIL | Coil:Cooling:DX:SingleSpeed | 9284.61 | 7415.2 | 1869.41 | 0.8 | 4.05
SPLITSYSTEMAC:11_UNITARY_PACKAGE_COOLCOIL | Coil:Cooling:DX:SingleSpeed | 7063.39 | 5641.21 | 1422.18 | 0.8 | 4.07
SPLITSYSTEMAC:12_UNITARY_PACKAGE_COOLCOIL | Coil:Cooling:DX:SingleSpeed | 6123.29 | 4890.39 | 1232.89 | 0.8 | 3.94
SPLITSYSTEMAC:13_UNITARY_PACKAGE_COOLCOIL | Coil:Cooling:DX:SingleSpeed | 5549.57 | 4432.19 | 1117.38 | 0.8 | 3.95
SPLITSYSTEMAC:14_UNITARY_PACKAGE_COOLCOIL | Coil:Cooling:DX:SingleSpeed | 5509.31 | 4400.04 | 1109.27 | 0.8 | 3.93
SPLITSYSTEMAC:15_UNITARY_PACKAGE_COOLCOIL | Coil:Cooling:DX:SingleSpeed | 5848 | 4670.53 | 1177.46 | 0.8 | 3.93
SPLITSYSTEMAC:16_UNITARY_PACKAGE_COOLCOIL | Coil:Cooling:DX:SingleSpeed | 5848.61 | 4671.02 | 1177.59 | 0.8 | 3.93
SPLITSYSTEMAC:17_UNITARY_PACKAGE_COOLCOIL | Coil:Cooling:DX:SingleSpeed | 6119.11 | 4887.06 | 1232.05 | 0.8 | 3.94
SPLITSYSTEMAC:18_UNITARY_PACKAGE_COOLCOIL | Coil:Cooling:DX:SingleSpeed | 7533.28 | 6016.5 | 1516.79 | 0.8 | 3.95
SPLITSYSTEMAC:19_UNITARY_PACKAGE_COOLCOIL | Coil:Cooling:DX:SingleSpeed | 4839.94 | 3865.45 | 974.5 | 0.8 | 3.93
SPLITSYSTEMAC:20_UNITARY_PACKAGE_COOLCOIL | Coil:Cooling:DX:SingleSpeed | 4640.74 | 3706.35 | 934.39 | 0.8 | 3.93
SPLITSYSTEMAC:21_UNITARY_PACKAGE_COOLCOIL | Coil:Cooling:DX:SingleSpeed | 4436.57 | 3543.29 | 893.28 | 0.8 | 3.94
SPLITSYSTEMAC:22_UNITARY_PACKAGE_COOLCOIL | Coil:Cooling:DX:SingleSpeed | 4436.19 | 3542.99 | 893.2 | 0.8 | 4.07
SPLITSYSTEMAC:23_UNITARY_PACKAGE_COOLCOIL | Coil:Cooling:DX:SingleSpeed | 4366.97 | 3487.7 | 879.27 | 0.8 | 3.96
SPLITSYSTEMAC:24_UNITARY_PACKAGE_COOLCOIL | Coil:Cooling:DX:SingleSpeed | 4342.31 | 3468.01 | 874.3 | 0.8 | 3.97
| Type | Nominal Total Capacity [W] | Nominal Efficiency [W/W]
T CORRIDOR UNIT HEATER COIL | Coil:Heating:Electric | 0 | 1
G CORRIDOR UNIT HEATER COIL | Coil:Heating:Electric | 0 | 1
M CORRIDOR UNIT HEATER COIL | Coil:Heating:Electric | 0 | 1
SPLITSYSTEMAC:1_UNITARY_PACKAGE_HEATCOIL | Coil:Heating:Gas | 4566.76 | 0.8
SPLITSYSTEMAC:2_UNITARY_PACKAGE_HEATCOIL | Coil:Heating:Gas | 9794.25 | 0.8
SPLITSYSTEMAC:3_UNITARY_PACKAGE_HEATCOIL | Coil:Heating:Gas | 1388.15 | 0.8
SPLITSYSTEMAC:4_UNITARY_PACKAGE_HEATCOIL | Coil:Heating:Gas | 7810.99 | 0.8
SPLITSYSTEMAC:5_UNITARY_PACKAGE_HEATCOIL | Coil:Heating:Gas | 8027.57 | 0.8
SPLITSYSTEMAC:6_UNITARY_PACKAGE_HEATCOIL | Coil:Heating:Gas | 8027.4 | 0.8
SPLITSYSTEMAC:7_UNITARY_PACKAGE_HEATCOIL | Coil:Heating:Gas | 7810.99 | 0.8
SPLITSYSTEMAC:8_UNITARY_PACKAGE_HEATCOIL | Coil:Heating:Gas | 7810.99 | 0.8
SPLITSYSTEMAC:9_UNITARY_PACKAGE_HEATCOIL | Coil:Heating:Gas | 17017.22 | 0.8
SPLITSYSTEMAC:10_UNITARY_PACKAGE_HEATCOIL | Coil:Heating:Gas | 22359.72 | 0.8
SPLITSYSTEMAC:11_UNITARY_PACKAGE_HEATCOIL | Coil:Heating:Gas | 15621.98 | 0.8
SPLITSYSTEMAC:12_UNITARY_PACKAGE_HEATCOIL | Coil:Heating:Gas | 15621.98 | 0.8
SPLITSYSTEMAC:13_UNITARY_PACKAGE_HEATCOIL | Coil:Heating:Gas | 17675.66 | 0.8
SPLITSYSTEMAC:14_UNITARY_PACKAGE_HEATCOIL | Coil:Heating:Gas | 17675.05 | 0.8
SPLITSYSTEMAC:15_UNITARY_PACKAGE_HEATCOIL | Coil:Heating:Gas | 15621.98 | 0.8
SPLITSYSTEMAC:16_UNITARY_PACKAGE_HEATCOIL | Coil:Heating:Gas | 15621.98 | 0.8
SPLITSYSTEMAC:17_UNITARY_PACKAGE_HEATCOIL | Coil:Heating:Gas | 11102.9 | 0.8
SPLITSYSTEMAC:18_UNITARY_PACKAGE_HEATCOIL | Coil:Heating:Gas | 14645.33 | 0.8
SPLITSYSTEMAC:19_UNITARY_PACKAGE_HEATCOIL | Coil:Heating:Gas | 10091.98 | 0.8
SPLITSYSTEMAC:20_UNITARY_PACKAGE_HEATCOIL | Coil:Heating:Gas | 9936.59 | 0.8
SPLITSYSTEMAC:21_UNITARY_PACKAGE_HEATCOIL | Coil:Heating:Gas | 10932.56 | 0.8
SPLITSYSTEMAC:22_UNITARY_PACKAGE_HEATCOIL | Coil:Heating:Gas | 10932.1 | 0.8
SPLITSYSTEMAC:23_UNITARY_PACKAGE_HEATCOIL | Coil:Heating:Gas | 9368.93 | 0.8
SPLITSYSTEMAC:24_UNITARY_PACKAGE_HEATCOIL | Coil:Heating:Gas | 9368.89 | 0.8
| Type | Total Efficiency [W/W] | Delta Pressure [pa] | Max Flow Rate [m3/s] | Rated Power [W] | Motor Heat In Air Fraction | End Use
T CORRIDOR UNIT HEATERFAN | Fan:ConstantVolume | 0.54 | 49.8 | 0 | 0 | 1 | Unit Heater Fans
G CORRIDOR UNIT HEATERFAN | Fan:ConstantVolume | 0.54 | 49.8 | 0 | 0 | 1 | Unit Heater Fans
M CORRIDOR UNIT HEATERFAN | Fan:ConstantVolume | 0.54 | 49.8 | 0 | 0 | 1 | Unit Heater Fans
SPLITSYSTEMAC:1_UNITARY_PACKAGE_FAN | Fan:OnOff | 0.54 | 622 | 0.2 | 228.27 | 1 | Unitary Fans
SPLITSYSTEMAC:2_UNITARY_PACKAGE_FAN | Fan:OnOff | 0.54 | 622 | 0.21 | 244.29 | 1 | Unitary Fans
SPLITSYSTEMAC:3_UNITARY_PACKAGE_FAN | Fan:OnOff | 0.54 | 622 | 0.07 | 78 | 1 | Unitary Fans
SPLITSYSTEMAC:4_UNITARY_PACKAGE_FAN | Fan:OnOff | 0.54 | 622 | 0.15 | 170.18 | 1 | Unitary Fans
SPLITSYSTEMAC:5_UNITARY_PACKAGE_FAN | Fan:OnOff | 0.54 | 622 | 0.13 | 154.17 | 1 | Unitary Fans
SPLITSYSTEMAC:6_UNITARY_PACKAGE_FAN | Fan:OnOff | 0.54 | 622 | 0.13 | 152.88 | 1 | Unitary Fans
SPLITSYSTEMAC:7_UNITARY_PACKAGE_FAN | Fan:OnOff | 0.54 | 622 | 0.13 | 150.74 | 1 | Unitary Fans
SPLITSYSTEMAC:8_UNITARY_PACKAGE_FAN | Fan:OnOff | 0.54 | 622 | 0.14 | 160.75 | 1 | Unitary Fans
SPLITSYSTEMAC:9_UNITARY_PACKAGE_FAN | Fan:OnOff | 0.54 | 622 | 0.53 | 609.09 | 1 | Unitary Fans
SPLITSYSTEMAC:10_UNITARY_PACKAGE_FAN | Fan:OnOff | 0.54 | 622 | 0.56 | 650.57 | 1 | Unitary Fans
SPLITSYSTEMAC:11_UNITARY_PACKAGE_FAN | Fan:OnOff | 0.54 | 622 | 0.43 | 494.93 | 1 | Unitary Fans
SPLITSYSTEMAC:12_UNITARY_PACKAGE_FAN | Fan:OnOff | 0.59 | 622 | 0.37 | 388.98 | 1 | Unitary Fans
SPLITSYSTEMAC:13_UNITARY_PACKAGE_FAN | Fan:OnOff | 0.59 | 622 | 0.34 | 352.54 | 1 | Unitary Fans
SPLITSYSTEMAC:14_UNITARY_PACKAGE_FAN | Fan:OnOff | 0.59 | 622 | 0.33 | 349.98 | 1 | Unitary Fans
SPLITSYSTEMAC:15_UNITARY_PACKAGE_FAN | Fan:OnOff | 0.59 | 622 | 0.35 | 371.49 | 1 | Unitary Fans
SPLITSYSTEMAC:16_UNITARY_PACKAGE_FAN | Fan:OnOff | 0.59 | 622 | 0.35 | 371.53 | 1 | Unitary Fans
SPLITSYSTEMAC:17_UNITARY_PACKAGE_FAN | Fan:OnOff | 0.59 | 622 | 0.37 | 388.72 | 1 | Unitary Fans
SPLITSYSTEMAC:18_UNITARY_PACKAGE_FAN | Fan:OnOff | 0.59 | 622 | 0.46 | 478.55 | 1 | Unitary Fans
SPLITSYSTEMAC:19_UNITARY_PACKAGE_FAN | Fan:OnOff | 0.59 | 622 | 0.29 | 307.46 | 1 | Unitary Fans
SPLITSYSTEMAC:20_UNITARY_PACKAGE_FAN | Fan:OnOff | 0.59 | 622 | 0.28 | 294.8 | 1 | Unitary Fans
SPLITSYSTEMAC:21_UNITARY_PACKAGE_FAN | Fan:OnOff | 0.59 | 622 | 0.27 | 281.83 | 1 | Unitary Fans
SPLITSYSTEMAC:22_UNITARY_PACKAGE_FAN | Fan:OnOff | 0.54 | 622 | 0.27 | 310.84 | 1 | Unitary Fans
SPLITSYSTEMAC:23_UNITARY_PACKAGE_FAN | Fan:OnOff | 0.57 | 622 | 0.26 | 288.51 | 1 | Unitary Fans
SPLITSYSTEMAC:24_UNITARY_PACKAGE_FAN | Fan:OnOff | 0.57 | 622 | 0.26 | 286.88 | 1 | Unitary Fans
| Type | Control | Head [pa] | Power [W] | Motor Efficiency [W/W]
SWHSYS1 PUMP | Pump:VariableSpeed | INTERMITTENT | 0.01 | 0 | 1
| Type | Storage Volume [m3] | Input [W] | Thermal Efficiency [W/W] | Recovery Efficiency [W/W] | Energy Factor
SWHSYS1 WATER HEATER | WaterHeater:Mixed | 0 | 211500 | 0.8 | 704.88 | 0.55
| CO2:FACILITY [kg] | NOX:FACILITY [kg] | SO2:FACILITY [kg] | PM:FACILITY [kg] | HG:FACILITY [kg] | WATERENVIRONMENTALFACTORS:FACILITY [L] | CARBON EQUIVALENT:FACILITY [kg]
January | 28662.6565 | 40.7142 | 53.2821 | 0 | 0.0004 | 1262600 | 11340.8549
February | 23031.4962 | 33.7458 | 46.5406 | 0 | 0.0003 | 1103090 | 9212.3962
March | 21022.521 | 32.9243 | 50.1552 | 0 | 0.0004 | 1189230 | 8613.9454
April | 17788.4571 | 29.0579 | 46.7745 | 0 | 0.0003 | 1109290 | 7404.6631
May | 18024.2128 | 30.3048 | 50.5111 | 0 | 0.0004 | 1198050 | 7586.1031
June | 19595.8007 | 33.3946 | 56.5333 | 0 | 0.0004 | 1340960 | 8290.8056
July | 22576.9469 | 38.7529 | 66.1387 | 0 | 0.0005 | 1568840 | 9578.9605
August | 21589.6647 | 37.0349 | 63.1621 | 0 | 0.0004 | 1498230 | 9157.8199
September | 18738.5065 | 31.9378 | 54.0751 | 0 | 0.0004 | 1282650 | 7928.4933
October | 18729.9427 | 31.0685 | 50.9595 | 0 | 0.0004 | 1208620 | 7842.2565
November | 20747.69 | 32.4749 | 49.4311 | 0 | 0.0004 | 1172060 | 8499.5035
December | 27235.4517 | 39.3735 | 53.1118 | 0 | 0.0004 | 1258730 | 10842.5191
Annual Sum or Average | 257743.3468 | 410.7841 | 640.6751 | 0 | 0.0046 | 15192400 | 106298.321
Minimum of Months | 17788.4571 | 29.0579 | 46.5406 | 0 | 0.0003 | 1103090 | 7404.6631
Maximum of Months | 28662.6565 | 40.7142 | 66.1387 | 0 | 0.0005 | 1568840 | 11340.8549
| ELECTRICITY:FACILITY [J] | ELECTRICITY:FACILITY {Maximum}[W] | ELECTRICITY:FACILITY {TIMESTAMP} | INTERIORLIGHTS:ELECTRICITY {AT MAX/MIN} [W] | INTERIOREQUIPMENT:ELECTRICITY {AT MAX/MIN} [W] | FANS:ELECTRICITY {AT MAX/MIN} [W] | HEATING:ELECTRICITY {AT MAX/MIN} [W] | COOLING:ELECTRICITY {AT MAX/MIN} [W] | EXTERIORLIGHTS:ELECTRICITY {AT MAX/MIN} [W] | PUMPS:ELECTRICITY {AT MAX/MIN} [W] | HEATREJECTION:ELECTRICITY [Invalid/Undefined] | EXTERIOREQUIPMENT:ELECTRICITY [Invalid/Undefined] | HUMIDIFICATION:ELECTRICITY [Invalid/Undefined] | HEATRECOVERY:ELECTRICITY [Invalid/Undefined] | WATERSYSTEMS:ELECTRICITY [Invalid/Undefined] | REFRIGERATION:ELECTRICITY [Invalid/Undefined] | GENERATORS:ELECTRICITY [Invalid/Undefined] | ELECTRICITYPRODUCED:FACILITY [Invalid/Undefined]
January | 71756500000 | 45431.209 | 16-JAN-18:15 | 10630.253 | 23210.456 | 3291.034 | 0 | 0 | 8299.466 | 0 | 0 | 0 | 0 | 0 | 0 | 0 | 0 | 0
February | 62691500000 | 44262.682 | 25-FEB-18:00 | 10630.253 | 23210.456 | 2122.507 | 0 | 0 | 8299.466 | 0 | 0 | 0 | 0 | 0 | 0 | 0 | 0 | 0
March | 67586900000 | 45867.72 | 28-MAR-18:45 | 12294.589 | 20556.855 | 1218.529 | 0 | 3498.28 | 8299.466 | 0 | 0 | 0 | 0 | 0 | 0 | 0 | 0 | 0
April | 63043800000 | 45049.72 | 06-APR-18:00 | 12294.589 | 20556.855 | 1006.7 | 0 | 2892.111 | 8299.466 | 0 | 0 | 0 | 0 | 0 | 0 | 0 | 0 | 0
May | 68088300000 | 51182.945 | 25-MAY-19:00 | 12443.002 | 19968.13 | 2644.228 | 0 | 7828.119 | 8299.466 | 0 | 0 | 0 | 0 | 0 | 0 | 0 | 0 | 0
June | 76210100000 | 65498.275 | 25-JUN-17:00 | 10630.253 | 23210.456 | 6904.555 | 0 | 24753.011 | 0 | 0 | 0 | 0 | 0 | 0 | 0 | 0 | 0 | 0
July | 89161200000 | 67596.514 | 21-JUL-17:15 | 10630.253 | 23210.456 | 7275.719 | 0 | 26480.085 | 0 | 0 | 0 | 0 | 0 | 0 | 0 | 0 | 0 | 0
August | 85148200000 | 64103.062 | 09-AUG-17:15 | 10630.253 | 23210.456 | 6608.757 | 0 | 23653.596 | 0 | 0 | 0 | 0 | 0 | 0 | 0 | 0 | 0 | 0
September | 72896300000 | 58928.72 | 01-SEP-17:15 | 10630.253 | 23210.456 | 5626.969 | 0 | 19461.042 | 0 | 0 | 0 | 0 | 0 | 0 | 0 | 0 | 0 | 0
October | 68688900000 | 50697.561 | 06-OCT-17:00 | 10630.253 | 23210.456 | 2197.311 | 0 | 6360.075 | 8299.466 | 0 | 0 | 0 | 0 | 0 | 0 | 0 | 0 | 0
November | 66610800000 | 43085.64 | 06-NOV-18:15 | 10630.253 | 23210.456 | 315.641 | 0 | 629.825 | 8299.466 | 0 | 0 | 0 | 0 | 0 | 0 | 0 | 0 | 0
December | 71536400000 | 45174.395 | 11-DEC-18:00 | 10630.253 | 23210.456 | 3034.221 | 0 | 0 | 8299.466 | 0 | 0 | 0 | 0 | 0 | 0 | 0 | 0 | 0
Annual Sum or Average | 863419000000 | [9 empty] | 0 | 0 | 0 | 0 | 0 | 0 | 0 | 0
Minimum of Months | 62691500000 | 43085.64 |  | 10630.253 | 19968.13 | 315.641 | 0 | 0 | 0 | 0 | 0 | 0 | 0 | 0 | 0 | 0 | 0 | 0
Maximum of Months | 89161200000 | 67596.514 |  | 12443.002 | 23210.456 | 7275.719 | 0 | 26480.085 | 8299.466 | 0 | 0 | 0 | 0 | 0 | 0 | 0 | 0 | 0
| Electric | Gas | Other | Total
Cost ($) | 17455.69 | 8545.72 | 0 | 26001.41
Cost per Total Building Area ($/m2) | 5.57 | 2.73 | 0 | 8.29
Cost per Net Conditioned Building Area ($/m2) | 5.57 | 2.73 | 0 | 8.29

## Duluth (hidden)
| Total Energy [GJ] | Energy Per Total Building Area [MJ/m2] | Energy Per Conditioned Building Area [MJ/m2]
Total Site Energy | 2374.39 | 757.48 | 757.48
Net Site Energy | 2374.39 | 757.48 | 757.48
Total Source Energy | 4612.67 | 1471.54 | 1471.54
Net Source Energy | 4612.67 | 1471.54 | 1471.54
Area [m2]
Total Building Area | 3134.59
Net Conditioned Building Area | 3134.59
Unconditioned Building Area | 0
| Electricity [GJ] | Natural Gas [GJ] | Other Fuel [GJ] | District Cooling [GJ] | District Heating [GJ] | Water [m3]
Heating | 0 | 1088.49 | 0 | 0 | 0 | 0
Cooling | 67.66 | 0 | 0 | 0 | 0 | 0
Interior Lighting | 173.35 | 0 | 0 | 0 | 0 | 0
Exterior Lighting | 130.16 | 0 | 0 | 0 | 0 | 0
Interior Equipment | 449.59 | 0 | 0 | 0 | 0 | 0
Exterior Equipment | 0 | 0 | 0 | 0 | 0 | 0
Fans | 40.57 | 0 | 0 | 0 | 0 | 0
Pumps | 0 | 0 | 0 | 0 | 0 | 0
Heat Rejection | 0 | 0 | 0 | 0 | 0 | 0
Humidification | 0 | 0 | 0 | 0 | 0 | 0
Heat Recovery | 0 | 0 | 0 | 0 | 0 | 0
Water Systems | 0 | 424.57 | 0 | 0 | 0 | 1874.65
Refrigeration | 0 | 0 | 0 | 0 | 0 | 0
Generators | 0 | 0 | 0 | 0 | 0 | 0
Total End Uses | 861.34 | 1513.06 | 0 | 0 | 0 | 1874.65
| Area [m2] | Conditioned (Y/N) | Volume [m3] | Multipliers | Gross Wall Area [m2] | Window Glass Area [m2] | Lighting [W/m2] | People [m2] per person | Plug and Process [W/m2]
G SW APARTMENT | 88.25 | Yes | 268.96 | 1 | 58.52 | 8.55 | 3.875 | 35.3 | 5.38
G NW APARTMENT | 88.25 | Yes | 268.96 | 1 | 58.52 | 8.55 | 3.875 | 35.3 | 5.38
OFFICE | 88.25 | Yes | 268.96 | 1 | 58.52 | 8.55 | 10.76 | 44.12 | 12.9
G NE APARTMENT | 88.25 | Yes | 268.96 | 1 | 58.52 | 8.55 | 3.875 | 35.3 | 5.38
G N1 APARTMENT | 88.25 | Yes | 268.96 | 1 | 35.3 | 5.2 | 3.875 | 35.3 | 5.38
G N2 APARTMENT | 88.25 | Yes | 268.96 | 1 | 35.3 | 5.2 | 3.875 | 35.3 | 5.38
G S1 APARTMENT | 88.25 | Yes | 268.96 | 1 | 35.3 | 5.2 | 3.875 | 35.3 | 5.38
G S2 APARTMENT | 88.25 | Yes | 268.96 | 1 | 35.3 | 5.2 | 3.875 | 35.3 | 5.38
M SW APARTMENT | 88.25 | Yes | 268.96 | 2 | 58.52 | 8.55 | 3.875 | 35.3 | 5.38
M NW APARTMENT | 88.25 | Yes | 268.96 | 2 | 58.52 | 8.55 | 3.875 | 35.3 | 5.38
M SE APARTMENT | 88.25 | Yes | 268.96 | 2 | 58.52 | 8.55 | 3.875 | 35.3 | 5.38
M NE APARTMENT | 88.25 | Yes | 268.96 | 2 | 58.52 | 8.55 | 3.875 | 35.3 | 5.38
M N1 APARTMENT | 88.25 | Yes | 268.96 | 2 | 35.3 | 5.2 | 3.875 | 35.3 | 5.38
M N2 APARTMENT | 88.25 | Yes | 268.96 | 2 | 35.3 | 5.2 | 3.875 | 35.3 | 5.38
M S1 APARTMENT | 88.25 | Yes | 268.96 | 2 | 35.3 | 5.2 | 3.875 | 35.3 | 5.38
M S2 APARTMENT | 88.25 | Yes | 268.96 | 2 | 35.3 | 5.2 | 3.875 | 35.3 | 5.38
T SW APARTMENT | 88.25 | Yes | 268.96 | 1 | 58.52 | 8.55 | 3.875 | 35.3 | 5.38
T NW APARTMENT | 88.25 | Yes | 268.96 | 1 | 58.52 | 8.55 | 3.875 | 35.3 | 5.38
T SE APARTMENT | 88.25 | Yes | 268.96 | 1 | 58.52 | 8.55 | 3.875 | 35.3 | 5.38
T NE APARTMENT | 88.25 | Yes | 268.96 | 1 | 58.52 | 8.55 | 3.875 | 35.3 | 5.38
T N1 APARTMENT | 88.25 | Yes | 268.96 | 1 | 35.3 | 5.2 | 3.875 | 35.3 | 5.38
T N2 APARTMENT | 88.25 | Yes | 268.96 | 1 | 35.3 | 5.2 | 3.875 | 35.3 | 5.38
T S1 APARTMENT | 88.25 | Yes | 268.96 | 1 | 35.3 | 5.2 | 3.875 | 35.3 | 5.38
T S2 APARTMENT | 88.25 | Yes | 268.96 | 1 | 35.3 | 5.2 | 3.875 | 35.3 | 5.38
T CORRIDOR | 77.66 | Yes | 236.69 | 1 | 10.22 | 2.23 | 5.38 |  | 0
G CORRIDOR | 77.66 | Yes | 236.69 | 1 | 10.22 | 4.43 | 5.38 |  | 209.035
M CORRIDOR | 77.66 | Yes | 236.69 | 2 | 10.22 | 2.23 | 5.38 |  | 0
Total | 3134.59 |  | 9553.6 |  | 1542.01 | 231.09 | 4.218 | 39.43 | 10.2373
Conditioned Total | 3134.59 |  | 9553.6 |  | 1542.01 | 231.09 | 4.218 | 39.43 | 10.2373
Unconditioned Total | 0 |  | 0 |  | 0 | 0
| Construction | Reflectance | U-Factor with Film [W/m2-K] | U-Factor no Film [W/m2-K] | Gross Area [m2] | Azimuth [deg] | Tilt [deg] | Cardinal Direction
G SWALL SWA | STEEL-FRAMED_R-13 + R-7.5 CI_EXT-WALL | 0.3 | 0.364 | 0.38 | 35.3 | 180 | 90 | S
G WWALL SWA | STEEL-FRAMED_R-13 + R-7.5 CI_EXT-WALL | 0.3 | 0.364 | 0.38 | 23.22 | 270 | 90 | W
G GFLOOR SWA | UNHEATED - 4IN SLAB WITH CARPET_EXT-SLAB | 0.3 | 1.862 | 3.4 | 88.25 | 270 | 180
G NWALL NWA | STEEL-FRAMED_R-13 + R-7.5 CI_EXT-WALL | 0.3 | 0.364 | 0.38 | 35.3 | 0 | 90 | N
G WWALL NWA | STEEL-FRAMED_R-13 + R-7.5 CI_EXT-WALL | 0.3 | 0.364 | 0.38 | 23.22 | 270 | 90 | W
G GFLOOR NWA | UNHEATED - 4IN SLAB WITH CARPET_EXT-SLAB | 0.3 | 1.862 | 3.4 | 88.25 | 270 | 180
G SWALL SEA | STEEL-FRAMED_R-13 + R-7.5 CI_EXT-WALL | 0.3 | 0.364 | 0.38 | 35.3 | 180 | 90 | S
G EWALL SEA | STEEL-FRAMED_R-13 + R-7.5 CI_EXT-WALL | 0.3 | 0.364 | 0.38 | 23.22 | 90 | 90 | E
G GFLOOR SEA | UNHEATED - 4IN SLAB WITH CARPET_EXT-SLAB | 0.3 | 1.862 | 3.4 | 88.25 | 270 | 180
G NWALL NEA | STEEL-FRAMED_R-13 + R-7.5 CI_EXT-WALL | 0.3 | 0.364 | 0.38 | 35.3 | 0 | 90 | N
G EWALL NEA | STEEL-FRAMED_R-13 + R-7.5 CI_EXT-WALL | 0.3 | 0.364 | 0.38 | 23.22 | 90 | 90 | E
G GFLOOR NEA | UNHEATED - 4IN SLAB WITH CARPET_EXT-SLAB | 0.3 | 1.862 | 3.4 | 88.25 | 270 | 180
G NWALL N1A | STEEL-FRAMED_R-13 + R-7.5 CI_EXT-WALL | 0.3 | 0.364 | 0.38 | 35.3 | 0 | 90 | N
G GFLOOR N1A | UNHEATED - 4IN SLAB WITH CARPET_EXT-SLAB | 0.3 | 1.862 | 3.4 | 88.25 | 270 | 180
G NWALL N2A | STEEL-FRAMED_R-13 + R-7.5 CI_EXT-WALL | 0.3 | 0.364 | 0.38 | 35.3 | 0 | 90 | N
G GFLOOR N2A | UNHEATED - 4IN SLAB WITH CARPET_EXT-SLAB | 0.3 | 1.862 | 3.4 | 88.25 | 270 | 180
G SWALL S1A | STEEL-FRAMED_R-13 + R-7.5 CI_EXT-WALL | 0.3 | 0.364 | 0.38 | 35.3 | 180 | 90 | S
G GFLOOR S1A | UNHEATED - 4IN SLAB WITH CARPET_EXT-SLAB | 0.3 | 1.862 | 3.4 | 88.25 | 270 | 180
G SWALL S2A | STEEL-FRAMED_R-13 + R-7.5 CI_EXT-WALL | 0.3 | 0.364 | 0.38 | 35.3 | 180 | 90 | S
G GFLOOR S2A | UNHEATED - 4IN SLAB WITH CARPET_EXT-SLAB | 0.3 | 1.862 | 3.4 | 88.25 | 270 | 180
M WWALL SWA | STEEL-FRAMED_R-13 + R-7.5 CI_EXT-WALL | 0.3 | 0.364 | 0.38 | 46.45 | 270 | 90 | W
M SWALL SWA | STEEL-FRAMED_R-13 + R-7.5 CI_EXT-WALL | 0.3 | 0.364 | 0.38 | 70.6 | 180 | 90 | S
M NWALL NWA | STEEL-FRAMED_R-13 + R-7.5 CI_EXT-WALL | 0.3 | 0.364 | 0.38 | 70.6 | 0 | 90 | N
M WWALL NWA | STEEL-FRAMED_R-13 + R-7.5 CI_EXT-WALL | 0.3 | 0.364 | 0.38 | 46.45 | 270 | 90 | W
M EWALL SEA | STEEL-FRAMED_R-13 + R-7.5 CI_EXT-WALL | 0.3 | 0.364 | 0.38 | 46.45 | 90 | 90 | E
M SWALL SEA | STEEL-FRAMED_R-13 + R-7.5 CI_EXT-WALL | 0.3 | 0.364 | 0.38 | 70.6 | 180 | 90 | S
M NWALL NEA | STEEL-FRAMED_R-13 + R-7.5 CI_EXT-WALL | 0.3 | 0.364 | 0.38 | 70.6 | 0 | 90 | N
M EWALL NEA | STEEL-FRAMED_R-13 + R-7.5 CI_EXT-WALL | 0.3 | 0.364 | 0.38 | 46.45 | 90 | 90 | E
M NWALL N1A | STEEL-FRAMED_R-13 + R-7.5 CI_EXT-WALL | 0.3 | 0.364 | 0.38 | 70.6 | 0 | 90 | N
M NWALL N2A | STEEL-FRAMED_R-13 + R-7.5 CI_EXT-WALL | 0.3 | 0.364 | 0.38 | 70.6 | 0 | 90 | N
M SWALL S1A | STEEL-FRAMED_R-13 + R-7.5 CI_EXT-WALL | 0.3 | 0.364 | 0.38 | 70.6 | 180 | 90 | S
M SWALL S2A | STEEL-FRAMED_R-13 + R-7.5 CI_EXT-WALL | 0.3 | 0.364 | 0.38 | 70.6 | 180 | 90 | S
T WWALL SWA | STEEL-FRAMED_R-13 + R-7.5 CI_EXT-WALL | 0.3 | 0.364 | 0.38 | 23.22 | 270 | 90 | W
T SWALL SWA | STEEL-FRAMED_R-13 + R-7.5 CI_EXT-WALL | 0.3 | 0.364 | 0.38 | 35.3 | 180 | 90 | S
T ROOF SWA | IEAD_R-15 CI_ROOF | 0.3 | 0.357 | 0.38 | 88.25 | 0 | 0
T NWALL NWA | STEEL-FRAMED_R-13 + R-7.5 CI_EXT-WALL | 0.3 | 0.364 | 0.38 | 35.3 | 0 | 90 | N
T WWALL NWA | STEEL-FRAMED_R-13 + R-7.5 CI_EXT-WALL | 0.3 | 0.364 | 0.38 | 23.22 | 270 | 90 | W
T ROOF NWA | IEAD_R-15 CI_ROOF | 0.3 | 0.357 | 0.38 | 88.25 | 0 | 0
T EWALL SEA | STEEL-FRAMED_R-13 + R-7.5 CI_EXT-WALL | 0.3 | 0.364 | 0.38 | 23.22 | 90 | 90 | E
T SWALL SEA | STEEL-FRAMED_R-13 + R-7.5 CI_EXT-WALL | 0.3 | 0.364 | 0.38 | 35.3 | 180 | 90 | S
T ROOF SEA | IEAD_R-15 CI_ROOF | 0.3 | 0.357 | 0.38 | 88.25 | 0 | 0
T NWALL NEA | STEEL-FRAMED_R-13 + R-7.5 CI_EXT-WALL | 0.3 | 0.364 | 0.38 | 35.3 | 0 | 90 | N
T EWALL NEA | STEEL-FRAMED_R-13 + R-7.5 CI_EXT-WALL | 0.3 | 0.364 | 0.38 | 23.22 | 90 | 90 | E
T ROOF NEA | IEAD_R-15 CI_ROOF | 0.3 | 0.357 | 0.38 | 88.25 | 0 | 0
T NWALL N1A | STEEL-FRAMED_R-13 + R-7.5 CI_EXT-WALL | 0.3 | 0.364 | 0.38 | 35.3 | 0 | 90 | N
T ROOF N1A | IEAD_R-15 CI_ROOF | 0.3 | 0.357 | 0.38 | 88.25 | 0 | 0
T NWALL N2A | STEEL-FRAMED_R-13 + R-7.5 CI_EXT-WALL | 0.3 | 0.364 | 0.38 | 35.3 | 0 | 90 | N
T ROOF N2A | IEAD_R-15 CI_ROOF | 0.3 | 0.357 | 0.38 | 88.25 | 0 | 0
T SWALL S1A | STEEL-FRAMED_R-13 + R-7.5 CI_EXT-WALL | 0.3 | 0.364 | 0.38 | 35.3 | 180 | 90 | S
T ROOF S1A | IEAD_R-15 CI_ROOF | 0.3 | 0.357 | 0.38 | 88.25 | 0 | 0
T SWALL S2A | STEEL-FRAMED_R-13 + R-7.5 CI_EXT-WALL | 0.3 | 0.364 | 0.38 | 35.3 | 180 | 90 | S
T ROOF S2A | IEAD_R-15 CI_ROOF | 0.3 | 0.357 | 0.38 | 88.25 | 0 | 0
T WWALL C | STEEL-FRAMED_R-13 + R-7.5 CI_EXT-WALL | 0.3 | 0.364 | 0.38 | 5.11 | 270 | 90 | W
T EWALL C | STEEL-FRAMED_R-13 + R-7.5 CI_EXT-WALL | 0.3 | 0.364 | 0.38 | 5.11 | 90 | 90 | E
T ROOF C | IEAD_R-15 CI_ROOF | 0.3 | 0.357 | 0.38 | 77.66 | 0 | 0
G WWALL C | STEEL-FRAMED_R-13 + R-7.5 CI_EXT-WALL | 0.3 | 0.364 | 0.38 | 5.11 | 270 | 90 | W
G EWALL C | STEEL-FRAMED_R-13 + R-7.5 CI_EXT-WALL | 0.3 | 0.364 | 0.38 | 5.11 | 90 | 90 | E
G FLOOR C | UNHEATED - 4IN SLAB WITH CARPET_EXT-SLAB | 0.3 | 1.862 | 3.4 | 77.66 | 270 | 180
M WWALL C | STEEL-FRAMED_R-13 + R-7.5 CI_EXT-WALL | 0.3 | 0.364 | 0.38 | 10.22 | 270 | 90 | W
M EWALL C | STEEL-FRAMED_R-13 + R-7.5 CI_EXT-WALL | 0.3 | 0.364 | 0.38 | 10.22 | 90 | 90 | E
| Construction | Area of One Opening [m2] | Area of Openings [m2] | U-Factor [W/m2-K] | SHGC | Visible Transmittance | Shade Control | Parent Surface | Azimuth [deg] | Cardinal Direction
GWINDOW1 | STD_WINDOW_UVALUE_3.237_SHGC_0.49_VT_0.49 | 5.2 | 5.2 | 3.18 | 0.501 | 0.49 | No | G SWALL SWA | 180 | S
GWINDOW2 | STD_WINDOW_UVALUE_3.237_SHGC_0.49_VT_0.49_WEST | 3.34 | 3.34 | 3.18 | 0.501 | 0.49 | No | G WWALL SWA | 270 | W
GWINDOW4 | STD_WINDOW_UVALUE_3.237_SHGC_0.64_VT_0.64 | 5.2 | 5.2 | 3.18 | 0.651 | 0.64 | No | G NWALL NWA | 0 | N
GWINDOW6 | STD_WINDOW_UVALUE_3.237_SHGC_0.49_VT_0.49_WEST | 3.34 | 3.34 | 3.18 | 0.501 | 0.49 | No | G WWALL NWA | 270 | W
GWINDOW3 | STD_WINDOW_UVALUE_3.237_SHGC_0.49_VT_0.49 | 5.2 | 5.2 | 3.18 | 0.501 | 0.49 | No | G SWALL SEA | 180 | S
GWINDOW7 | STD_WINDOW_UVALUE_3.237_SHGC_0.49_VT_0.49_EAST | 3.34 | 3.34 | 3.18 | 0.501 | 0.49 | No | G EWALL SEA | 90 | E
GWINDOW5 | STD_WINDOW_UVALUE_3.237_SHGC_0.64_VT_0.64 | 5.2 | 5.2 | 3.18 | 0.651 | 0.64 | No | G NWALL NEA | 0 | N
GWINDOW8 | STD_WINDOW_UVALUE_3.237_SHGC_0.49_VT_0.49_EAST | 3.34 | 3.34 | 3.18 | 0.501 | 0.49 | No | G EWALL NEA | 90 | E
GWINDOW9 | STD_WINDOW_UVALUE_3.237_SHGC_0.64_VT_0.64 | 5.2 | 5.2 | 3.18 | 0.651 | 0.64 | No | G NWALL N1A | 0 | N
GWINDOW10 | STD_WINDOW_UVALUE_3.237_SHGC_0.64_VT_0.64 | 5.2 | 5.2 | 3.18 | 0.651 | 0.64 | No | G NWALL N2A | 0 | N
GWINDOW11 | STD_WINDOW_UVALUE_3.237_SHGC_0.49_VT_0.49 | 5.2 | 5.2 | 3.18 | 0.501 | 0.49 | No | G SWALL S1A | 180 | S
GWINDOW12 | STD_WINDOW_UVALUE_3.237_SHGC_0.49_VT_0.49 | 5.2 | 5.2 | 3.18 | 0.501 | 0.49 | No | G SWALL S2A | 180 | S
MWINDOW2 | STD_WINDOW_UVALUE_3.237_SHGC_0.49_VT_0.49_WEST | 3.34 | 6.69 | 3.18 | 0.501 | 0.49 | No | M WWALL SWA | 270 | W
MWINDOW1 | STD_WINDOW_UVALUE_3.237_SHGC_0.49_VT_0.49 | 5.2 | 10.4 | 3.18 | 0.501 | 0.49 | No | M SWALL SWA | 180 | S
MWINDOW4 | STD_WINDOW_UVALUE_3.237_SHGC_0.64_VT_0.64 | 5.2 | 10.4 | 3.18 | 0.651 | 0.64 | No | M NWALL NWA | 0 | N
MWINDOW6 | STD_WINDOW_UVALUE_3.237_SHGC_0.49_VT_0.49_WEST | 3.34 | 6.69 | 3.18 | 0.501 | 0.49 | No | M WWALL NWA | 270 | W
MWINDOW7 | STD_WINDOW_UVALUE_3.237_SHGC_0.49_VT_0.49_EAST | 3.34 | 6.69 | 3.18 | 0.501 | 0.49 | No | M EWALL SEA | 90 | E
MWINDOW3 | STD_WINDOW_UVALUE_3.237_SHGC_0.49_VT_0.49 | 5.2 | 10.4 | 3.18 | 0.501 | 0.49 | No | M SWALL SEA | 180 | S
MWINDOW5 | STD_WINDOW_UVALUE_3.237_SHGC_0.64_VT_0.64 | 5.2 | 10.4 | 3.18 | 0.651 | 0.64 | No | M NWALL NEA | 0 | N
MWINDOW8 | STD_WINDOW_UVALUE_3.237_SHGC_0.49_VT_0.49_EAST | 3.34 | 6.69 | 3.18 | 0.501 | 0.49 | No | M EWALL NEA | 90 | E
MWINDOW9 | STD_WINDOW_UVALUE_3.237_SHGC_0.64_VT_0.64 | 5.2 | 10.4 | 3.18 | 0.651 | 0.64 | No | M NWALL N1A | 0 | N
MWINDOW10 | STD_WINDOW_UVALUE_3.237_SHGC_0.64_VT_0.64 | 5.2 | 10.4 | 3.18 | 0.651 | 0.64 | No | M NWALL N2A | 0 | N
MWINDOW11 | STD_WINDOW_UVALUE_3.237_SHGC_0.49_VT_0.49 | 5.2 | 10.4 | 3.18 | 0.501 | 0.49 | No | M SWALL S1A | 180 | S
MWINDOW12 | STD_WINDOW_UVALUE_3.237_SHGC_0.49_VT_0.49 | 5.2 | 10.4 | 3.18 | 0.501 | 0.49 | No | M SWALL S2A | 180 | S
TWINDOW2 | STD_WINDOW_UVALUE_3.237_SHGC_0.49_VT_0.49_WEST | 3.34 | 3.34 | 3.18 | 0.501 | 0.49 | No | T WWALL SWA | 270 | W
TWINDOW1 | STD_WINDOW_UVALUE_3.237_SHGC_0.49_VT_0.49 | 5.2 | 5.2 | 3.18 | 0.501 | 0.49 | No | T SWALL SWA | 180 | S
TWINDOW4 | STD_WINDOW_UVALUE_3.237_SHGC_0.64_VT_0.64 | 5.2 | 5.2 | 3.18 | 0.651 | 0.64 | No | T NWALL NWA | 0 | N
TWINDOW6 | STD_WINDOW_UVALUE_3.237_SHGC_0.49_VT_0.49_WEST | 3.34 | 3.34 | 3.18 | 0.501 | 0.49 | No | T WWALL NWA | 270 | W
TWINDOW7 | STD_WINDOW_UVALUE_3.237_SHGC_0.49_VT_0.49_EAST | 3.34 | 3.34 | 3.18 | 0.501 | 0.49 | No | T EWALL SEA | 90 | E
TWINDOW3 | STD_WINDOW_UVALUE_3.237_SHGC_0.49_VT_0.49 | 5.2 | 5.2 | 3.18 | 0.501 | 0.49 | No | T SWALL SEA | 180 | S
TWINDOW5 | STD_WINDOW_UVALUE_3.237_SHGC_0.64_VT_0.64 | 5.2 | 5.2 | 3.18 | 0.651 | 0.64 | No | T NWALL NEA | 0 | N
TWINDOW8 | STD_WINDOW_UVALUE_3.237_SHGC_0.49_VT_0.49_EAST | 3.34 | 3.34 | 3.18 | 0.501 | 0.49 | No | T EWALL NEA | 90 | E
TWINDOW9 | STD_WINDOW_UVALUE_3.237_SHGC_0.64_VT_0.64 | 5.2 | 5.2 | 3.18 | 0.651 | 0.64 | No | T NWALL N1A | 0 | N
TWINDOW10 | STD_WINDOW_UVALUE_3.237_SHGC_0.64_VT_0.64 | 5.2 | 5.2 | 3.18 | 0.651 | 0.64 | No | T NWALL N2A | 0 | N
TWINDOW11 | STD_WINDOW_UVALUE_3.237_SHGC_0.49_VT_0.49 | 5.2 | 5.2 | 3.18 | 0.501 | 0.49 | No | T SWALL S1A | 180 | S
TWINDOW12 | STD_WINDOW_UVALUE_3.237_SHGC_0.49_VT_0.49 | 5.2 | 5.2 | 3.18 | 0.501 | 0.49 | No | T SWALL S2A | 180 | S
TWINDOW13 | STD_WINDOW_UVALUE_3.237_SHGC_0.49_VT_0.49_WEST | 1.11 | 1.11 | 3.18 | 0.501 | 0.49 | No | T WWALL C | 270 | W
TWINDOW14 | STD_WINDOW_UVALUE_3.237_SHGC_0.49_VT_0.49_EAST | 1.11 | 1.11 | 3.18 | 0.501 | 0.49 | No | T EWALL C | 90 | E
GWINDOW13 | STD_WINDOW_UVALUE_3.237_SHGC_0.49_VT_0.49_WEST | 1.11 | 1.11 | 3.18 | 0.501 | 0.49 | No | G WWALL C | 270 | W
EAST_DOOR | STD_WINDOW_UVALUE_3.237_SHGC_0.49_VT_0.49_EAST | 3.32 | 3.32 | 3.18 | 0.501 | 0.49 | No | G EWALL C | 90 | E
MWINDOW13 | STD_WINDOW_UVALUE_3.237_SHGC_0.49_VT_0.49_WEST | 1.11 | 2.23 | 3.18 | 0.501 | 0.49 | No | M WWALL C | 270 | W
MWINDOW14 | STD_WINDOW_UVALUE_3.237_SHGC_0.49_VT_0.49_EAST | 1.11 | 2.23 | 3.18 | 0.501 | 0.49 | No | M EWALL C | 90 | E
Total or Average |  |  | 231.09 | 3.18 | 0.555 | 0.544
North Total or Average |  |  | 83.23 | 3.18 | 0.651 | 0.64
Non-North Total or Average |  |  | 147.86 | 3.18 | 0.501 | 0.49
| Type | Nominal Capacity [W] | Nominal Efficiency [W/W]
None
| Type | Nominal Total Capacity [W] | Nominal Sensible Capacity [W] | Nominal Latent Capacity [W] | Nominal Sensible Heat Ratio | Nominal Efficiency [W/W]
SPLITSYSTEMAC:1_UNITARY_PACKAGE_COOLCOIL | Coil:Cooling:DX:SingleSpeed | 3219.86 | 2452.44 | 767.42 | 0.76 | 3.9
SPLITSYSTEMAC:2_UNITARY_PACKAGE_COOLCOIL | Coil:Cooling:DX:SingleSpeed | 4666.8 | 3315.76 | 1351.04 | 0.71 | 3.75
SPLITSYSTEMAC:3_UNITARY_PACKAGE_COOLCOIL | Coil:Cooling:DX:SingleSpeed | 1669.87 | 1128.97 | 540.9 | 0.68 | 3.69
SPLITSYSTEMAC:4_UNITARY_PACKAGE_COOLCOIL | Coil:Cooling:DX:SingleSpeed | 2908.25 | 2032.11 | 876.14 | 0.7 | 3.74
SPLITSYSTEMAC:5_UNITARY_PACKAGE_COOLCOIL | Coil:Cooling:DX:SingleSpeed | 2915.6 | 2012.29 | 903.31 | 0.69 | 3.68
SPLITSYSTEMAC:6_UNITARY_PACKAGE_COOLCOIL | Coil:Cooling:DX:SingleSpeed | 2921.87 | 2014.95 | 906.92 | 0.69 | 3.68
SPLITSYSTEMAC:7_UNITARY_PACKAGE_COOLCOIL | Coil:Cooling:DX:SingleSpeed | 2678.18 | 1827.56 | 850.62 | 0.68 | 3.68
SPLITSYSTEMAC:8_UNITARY_PACKAGE_COOLCOIL | Coil:Cooling:DX:SingleSpeed | 2801.75 | 1923.36 | 878.39 | 0.69 | 3.71
SPLITSYSTEMAC:9_UNITARY_PACKAGE_COOLCOIL | Coil:Cooling:DX:SingleSpeed | 9842.06 | 7257.64 | 2584.42 | 0.74 | 3.86
SPLITSYSTEMAC:10_UNITARY_PACKAGE_COOLCOIL | Coil:Cooling:DX:SingleSpeed | 11643.5 | 8521.73 | 3121.77 | 0.73 | 3.84
SPLITSYSTEMAC:11_UNITARY_PACKAGE_COOLCOIL | Coil:Cooling:DX:SingleSpeed | 8982.66 | 6362.31 | 2620.35 | 0.71 | 3.76
SPLITSYSTEMAC:12_UNITARY_PACKAGE_COOLCOIL | Coil:Cooling:DX:SingleSpeed | 7167.09 | 5167.1 | 1999.99 | 0.72 | 3.71
SPLITSYSTEMAC:13_UNITARY_PACKAGE_COOLCOIL | Coil:Cooling:DX:SingleSpeed | 7416.35 | 5237.19 | 2179.16 | 0.71 | 3.69
SPLITSYSTEMAC:14_UNITARY_PACKAGE_COOLCOIL | Coil:Cooling:DX:SingleSpeed | 7433.67 | 5244.45 | 2189.22 | 0.71 | 3.68
SPLITSYSTEMAC:15_UNITARY_PACKAGE_COOLCOIL | Coil:Cooling:DX:SingleSpeed | 7871.48 | 5409.36 | 2462.13 | 0.69 | 3.63
SPLITSYSTEMAC:16_UNITARY_PACKAGE_COOLCOIL | Coil:Cooling:DX:SingleSpeed | 7865.96 | 5410.33 | 2455.63 | 0.69 | 3.63
SPLITSYSTEMAC:17_UNITARY_PACKAGE_COOLCOIL | Coil:Cooling:DX:SingleSpeed | 6248.74 | 4749.91 | 1498.83 | 0.76 | 3.83
SPLITSYSTEMAC:18_UNITARY_PACKAGE_COOLCOIL | Coil:Cooling:DX:SingleSpeed | 8674.88 | 6507.83 | 2167.05 | 0.75 | 3.78
SPLITSYSTEMAC:19_UNITARY_PACKAGE_COOLCOIL | Coil:Cooling:DX:SingleSpeed | 5371.32 | 3930.8 | 1440.53 | 0.73 | 3.76
SPLITSYSTEMAC:20_UNITARY_PACKAGE_COOLCOIL | Coil:Cooling:DX:SingleSpeed | 4802.43 | 3588.34 | 1214.09 | 0.75 | 3.79
SPLITSYSTEMAC:21_UNITARY_PACKAGE_COOLCOIL | Coil:Cooling:DX:SingleSpeed | 5261.89 | 3865.91 | 1395.98 | 0.73 | 3.74
SPLITSYSTEMAC:22_UNITARY_PACKAGE_COOLCOIL | Coil:Cooling:DX:SingleSpeed | 5271.86 | 3870.04 | 1401.81 | 0.73 | 3.83
SPLITSYSTEMAC:23_UNITARY_PACKAGE_COOLCOIL | Coil:Cooling:DX:SingleSpeed | 4664.08 | 3417.81 | 1246.27 | 0.73 | 3.77
SPLITSYSTEMAC:24_UNITARY_PACKAGE_COOLCOIL | Coil:Cooling:DX:SingleSpeed | 4640.75 | 3398 | 1242.75 | 0.73 | 3.78
| Type | Nominal Total Capacity [W] | Nominal Efficiency [W/W]
T CORRIDOR UNIT HEATER COIL | Coil:Heating:Electric | 0 | 1
G CORRIDOR UNIT HEATER COIL | Coil:Heating:Electric | 0 | 1
M CORRIDOR UNIT HEATER COIL | Coil:Heating:Electric | 0 | 1
SPLITSYSTEMAC:1_UNITARY_PACKAGE_HEATCOIL | Coil:Heating:Gas | 5085.14 | 0.8
SPLITSYSTEMAC:2_UNITARY_PACKAGE_HEATCOIL | Coil:Heating:Gas | 11027.49 | 0.8
SPLITSYSTEMAC:3_UNITARY_PACKAGE_HEATCOIL | Coil:Heating:Gas | 1559.27 | 0.8
SPLITSYSTEMAC:4_UNITARY_PACKAGE_HEATCOIL | Coil:Heating:Gas | 8773.89 | 0.8
SPLITSYSTEMAC:5_UNITARY_PACKAGE_HEATCOIL | Coil:Heating:Gas | 9068.1 | 0.8
SPLITSYSTEMAC:6_UNITARY_PACKAGE_HEATCOIL | Coil:Heating:Gas | 9067.93 | 0.8
SPLITSYSTEMAC:7_UNITARY_PACKAGE_HEATCOIL | Coil:Heating:Gas | 8773.89 | 0.8
SPLITSYSTEMAC:8_UNITARY_PACKAGE_HEATCOIL | Coil:Heating:Gas | 8773.89 | 0.8
SPLITSYSTEMAC:9_UNITARY_PACKAGE_HEATCOIL | Coil:Heating:Gas | 19145.74 | 0.8
SPLITSYSTEMAC:10_UNITARY_PACKAGE_HEATCOIL | Coil:Heating:Gas | 25250.84 | 0.8
SPLITSYSTEMAC:11_UNITARY_PACKAGE_HEATCOIL | Coil:Heating:Gas | 17547.78 | 0.8
SPLITSYSTEMAC:12_UNITARY_PACKAGE_HEATCOIL | Coil:Heating:Gas | 17547.78 | 0.8
SPLITSYSTEMAC:13_UNITARY_PACKAGE_HEATCOIL | Coil:Heating:Gas | 20026.58 | 0.8
SPLITSYSTEMAC:14_UNITARY_PACKAGE_HEATCOIL | Coil:Heating:Gas | 20025.86 | 0.8
SPLITSYSTEMAC:15_UNITARY_PACKAGE_HEATCOIL | Coil:Heating:Gas | 17547.78 | 0.8
SPLITSYSTEMAC:16_UNITARY_PACKAGE_HEATCOIL | Coil:Heating:Gas | 17547.78 | 0.8
SPLITSYSTEMAC:17_UNITARY_PACKAGE_HEATCOIL | Coil:Heating:Gas | 12209.89 | 0.8
SPLITSYSTEMAC:18_UNITARY_PACKAGE_HEATCOIL | Coil:Heating:Gas | 16259.48 | 0.8
SPLITSYSTEMAC:19_UNITARY_PACKAGE_HEATCOIL | Coil:Heating:Gas | 11050.98 | 0.8
SPLITSYSTEMAC:20_UNITARY_PACKAGE_HEATCOIL | Coil:Heating:Gas | 10878.43 | 0.8
SPLITSYSTEMAC:21_UNITARY_PACKAGE_HEATCOIL | Coil:Heating:Gas | 12075.81 | 0.8
SPLITSYSTEMAC:22_UNITARY_PACKAGE_HEATCOIL | Coil:Heating:Gas | 12075.24 | 0.8
SPLITSYSTEMAC:23_UNITARY_PACKAGE_HEATCOIL | Coil:Heating:Gas | 10285.43 | 0.8
SPLITSYSTEMAC:24_UNITARY_PACKAGE_HEATCOIL | Coil:Heating:Gas | 10285.29 | 0.8
| Type | Total Efficiency [W/W] | Delta Pressure [pa] | Max Flow Rate [m3/s] | Rated Power [W] | Motor Heat In Air Fraction | End Use
T CORRIDOR UNIT HEATERFAN | Fan:ConstantVolume | 0.54 | 49.8 | 0 | 0 | 1 | Unit Heater Fans
G CORRIDOR UNIT HEATERFAN | Fan:ConstantVolume | 0.54 | 49.8 | 0 | 0 | 1 | Unit Heater Fans
M CORRIDOR UNIT HEATERFAN | Fan:ConstantVolume | 0.54 | 49.8 | 0 | 0 | 1 | Unit Heater Fans
SPLITSYSTEMAC:1_UNITARY_PACKAGE_FAN | Fan:OnOff | 0.54 | 622 | 0.17 | 202.91 | 1 | Unitary Fans
SPLITSYSTEMAC:2_UNITARY_PACKAGE_FAN | Fan:OnOff | 0.54 | 622 | 0.21 | 248.59 | 1 | Unitary Fans
SPLITSYSTEMAC:3_UNITARY_PACKAGE_FAN | Fan:OnOff | 0.54 | 622 | 0.07 | 78 | 1 | Unitary Fans
SPLITSYSTEMAC:4_UNITARY_PACKAGE_FAN | Fan:OnOff | 0.54 | 622 | 0.13 | 148.4 | 1 | Unitary Fans
SPLITSYSTEMAC:5_UNITARY_PACKAGE_FAN | Fan:OnOff | 0.54 | 622 | 0.12 | 144.02 | 1 | Unitary Fans
SPLITSYSTEMAC:6_UNITARY_PACKAGE_FAN | Fan:OnOff | 0.54 | 622 | 0.12 | 144.01 | 1 | Unitary Fans
SPLITSYSTEMAC:7_UNITARY_PACKAGE_FAN | Fan:OnOff | 0.54 | 622 | 0.11 | 128.31 | 1 | Unitary Fans
SPLITSYSTEMAC:8_UNITARY_PACKAGE_FAN | Fan:OnOff | 0.54 | 622 | 0.12 | 136.42 | 1 | Unitary Fans
SPLITSYSTEMAC:9_UNITARY_PACKAGE_FAN | Fan:OnOff | 0.54 | 622 | 0.5 | 574.75 | 1 | Unitary Fans
SPLITSYSTEMAC:10_UNITARY_PACKAGE_FAN | Fan:OnOff | 0.54 | 622 | 0.58 | 667.7 | 1 | Unitary Fans
SPLITSYSTEMAC:11_UNITARY_PACKAGE_FAN | Fan:OnOff | 0.54 | 622 | 0.41 | 474.71 | 1 | Unitary Fans
SPLITSYSTEMAC:12_UNITARY_PACKAGE_FAN | Fan:OnOff | 0.59 | 622 | 0.34 | 359.06 | 1 | Unitary Fans
SPLITSYSTEMAC:13_UNITARY_PACKAGE_FAN | Fan:OnOff | 0.59 | 622 | 0.34 | 352.61 | 1 | Unitary Fans
SPLITSYSTEMAC:14_UNITARY_PACKAGE_FAN | Fan:OnOff | 0.59 | 622 | 0.34 | 352.57 | 1 | Unitary Fans
SPLITSYSTEMAC:15_UNITARY_PACKAGE_FAN | Fan:OnOff | 0.59 | 622 | 0.33 | 348.46 | 1 | Unitary Fans
SPLITSYSTEMAC:16_UNITARY_PACKAGE_FAN | Fan:OnOff | 0.59 | 622 | 0.33 | 349.04 | 1 | Unitary Fans
SPLITSYSTEMAC:17_UNITARY_PACKAGE_FAN | Fan:OnOff | 0.59 | 622 | 0.34 | 355.37 | 1 | Unitary Fans
SPLITSYSTEMAC:18_UNITARY_PACKAGE_FAN | Fan:OnOff | 0.59 | 622 | 0.45 | 478.43 | 1 | Unitary Fans
SPLITSYSTEMAC:19_UNITARY_PACKAGE_FAN | Fan:OnOff | 0.59 | 622 | 0.27 | 279.18 | 1 | Unitary Fans
SPLITSYSTEMAC:20_UNITARY_PACKAGE_FAN | Fan:OnOff | 0.59 | 622 | 0.25 | 262.37 | 1 | Unitary Fans
SPLITSYSTEMAC:21_UNITARY_PACKAGE_FAN | Fan:OnOff | 0.59 | 622 | 0.26 | 276.12 | 1 | Unitary Fans
SPLITSYSTEMAC:22_UNITARY_PACKAGE_FAN | Fan:OnOff | 0.54 | 622 | 0.26 | 304.53 | 1 | Unitary Fans
SPLITSYSTEMAC:23_UNITARY_PACKAGE_FAN | Fan:OnOff | 0.57 | 622 | 0.23 | 252.94 | 1 | Unitary Fans
SPLITSYSTEMAC:24_UNITARY_PACKAGE_FAN | Fan:OnOff | 0.57 | 622 | 0.23 | 251.18 | 1 | Unitary Fans
| Type | Control | Head [pa] | Power [W] | Motor Efficiency [W/W]
SWHSYS1 PUMP | Pump:VariableSpeed | INTERMITTENT | 0.01 | 0 | 1
| Type | Storage Volume [m3] | Input [W] | Thermal Efficiency [W/W] | Recovery Efficiency [W/W] | Energy Factor
SWHSYS1 WATER HEATER | WaterHeater:Mixed | 0 | 211500 | 0.8 | 704.88 | 0.55
| CO2:FACILITY [kg] | NOX:FACILITY [kg] | SO2:FACILITY [kg] | PM:FACILITY [kg] | HG:FACILITY [kg] | WATERENVIRONMENTALFACTORS:FACILITY [L] | CARBON EQUIVALENT:FACILITY [kg]
January | 32729.0021 | 44.3817 | 47.9298 | 0 | 0.0004 | 31449.8653 | 12730.1443
February | 27298.7603 | 37.6714 | 42.1047 | 0 | 0.0003 | 27632.558 | 10680.4636
March | 23649.0917 | 35.0499 | 44.3391 | 0 | 0.0003 | 29116.1914 | 9483.3918
April | 17839.6111 | 28.8071 | 41.1553 | 0 | 0.0003 | 27039.414 | 7380.0447
May | 17032.7967 | 28.8624 | 43.7166 | 0 | 0.0003 | 28728.6886 | 7176.1019
June | 18170.4653 | 31.5475 | 49.1023 | 0 | 0.0004 | 32271.2487 | 7727.7998
July | 21518.6586 | 37.7003 | 59.2561 | 0 | 0.0004 | 38945.9588 | 9184.2332
August | 20127.7145 | 35.1931 | 55.1969 | 0 | 0.0004 | 36277.7722 | 8583.8527
September | 17109.7084 | 29.4764 | 45.4888 | 0 | 0.0003 | 29895.4145 | 7254.7362
October | 18304.1887 | 30.3065 | 44.6667 | 0 | 0.0003 | 29350.0548 | 7643.8539
November | 23000.3618 | 34.471 | 44.3686 | 0 | 0.0003 | 29137.8103 | 9259.8189
December | 30854.8968 | 42.635 | 47.7728 | 0 | 0.0004 | 31352.8008 | 12077.1566
Annual Sum or Average | 267635.2559 | 416.1022 | 565.0977 | 0 | 0.0043 | 371197.7772 | 109181.5976
Minimum of Months | 17032.7967 | 28.8071 | 41.1553 | 0 | 0.0003 | 27039.414 | 7176.1019
Maximum of Months | 32729.0021 | 44.3817 | 59.2561 | 0 | 0.0004 | 38945.9588 | 12730.1443
| ELECTRICITY:FACILITY [J] | ELECTRICITY:FACILITY {Maximum}[W] | ELECTRICITY:FACILITY {TIMESTAMP} | INTERIORLIGHTS:ELECTRICITY {AT MAX/MIN} [W] | INTERIOREQUIPMENT:ELECTRICITY {AT MAX/MIN} [W] | FANS:ELECTRICITY {AT MAX/MIN} [W] | HEATING:ELECTRICITY {AT MAX/MIN} [W] | COOLING:ELECTRICITY {AT MAX/MIN} [W] | EXTERIORLIGHTS:ELECTRICITY {AT MAX/MIN} [W] | PUMPS:ELECTRICITY {AT MAX/MIN} [W] | HEATREJECTION:ELECTRICITY [Invalid/Undefined] | EXTERIOREQUIPMENT:ELECTRICITY [Invalid/Undefined] | HUMIDIFICATION:ELECTRICITY [Invalid/Undefined] | HEATRECOVERY:ELECTRICITY [Invalid/Undefined] | WATERSYSTEMS:ELECTRICITY [Invalid/Undefined] | REFRIGERATION:ELECTRICITY [Invalid/Undefined] | GENERATORS:ELECTRICITY [Invalid/Undefined] | ELECTRICITYPRODUCED:FACILITY [Invalid/Undefined]
January | 72977000000 | 45366.992 | 08-JAN-18:00 | 10630.253 | 23210.456 | 3226.817 | 0 | 0 | 8299.466 | 0 | 0 | 0 | 0 | 0 | 0 | 0 | 0 | 0
February | 64119300000 | 45282.404 | 01-FEB-18:00 | 10630.253 | 23210.456 | 3142.229 | 0 | 0 | 8299.466 | 0 | 0 | 0 | 0 | 0 | 0 | 0 | 0 | 0
March | 67561900000 | 43783.376 | 08-MAR-18:00 | 10630.253 | 23210.456 | 1643.201 | 0 | 0 | 8299.466 | 0 | 0 | 0 | 0 | 0 | 0 | 0 | 0 | 0
April | 62742900000 | 44089.702 | 04-APR-18:45 | 12294.589 | 20556.855 | 591.122 | 0 | 2347.67 | 8299.466 | 0 | 0 | 0 | 0 | 0 | 0 | 0 | 0 | 0
May | 66662800000 | 50846.454 | 31-MAY-19:00 | 12443.002 | 19968.13 | 2077.033 | 0 | 8058.824 | 8299.466 | 0 | 0 | 0 | 0 | 0 | 0 | 0 | 0 | 0
June | 74883000000 | 65109.799 | 14-JUN-19:00 | 12443.002 | 19968.13 | 4395.48 | 0 | 20003.721 | 8299.466 | 0 | 0 | 0 | 0 | 0 | 0 | 0 | 0 | 0
July | 90371200000 | 73277.185 | 06-JUL-17:00 | 10630.253 | 23210.456 | 6752.552 | 0 | 32683.924 | 0 | 0 | 0 | 0 | 0 | 0 | 0 | 0 | 0 | 0
August | 84179800000 | 71927.321 | 13-AUG-19:30 | 12443.002 | 19968.13 | 5491.446 | 0 | 25725.277 | 8299.466 | 0 | 0 | 0 | 0 | 0 | 0 | 0 | 0 | 0
September | 69370100000 | 57344.189 | 08-SEP-18:45 | 12294.589 | 20556.855 | 3004.807 | 0 | 13188.472 | 8299.466 | 0 | 0 | 0 | 0 | 0 | 0 | 0 | 0 | 0
October | 68104600000 | 52581.002 | 07-OCT-17:45 | 10630.253 | 23210.456 | 2040.341 | 0 | 8400.487 | 8299.466 | 0 | 0 | 0 | 0 | 0 | 0 | 0 | 0 | 0
November | 67612100000 | 44266.214 | 24-NOV-18:00 | 10630.253 | 23210.456 | 2126.04 | 0 | 0 | 8299.466 | 0 | 0 | 0 | 0 | 0 | 0 | 0 | 0 | 0
December | 72751800000 | 45229.725 | 31-DEC-18:00 | 10630.253 | 23210.456 | 3089.55 | 0 | 0 | 8299.466 | 0 | 0 | 0 | 0 | 0 | 0 | 0 | 0 | 0
Annual Sum or Average | 861336000000 | [9 empty] | 0 | 0 | 0 | 0 | 0 | 0 | 0 | 0
Minimum of Months | 62742900000 | 43783.376 |  | 10630.253 | 19968.13 | 591.122 | 0 | 0 | 0 | 0 | 0 | 0 | 0 | 0 | 0 | 0 | 0 | 0
Maximum of Months | 90371200000 | 73277.185 |  | 12443.002 | 23210.456 | 6752.552 | 0 | 32683.924 | 8299.466 | 0 | 0 | 0 | 0 | 0 | 0 | 0 | 0 | 0
| Electric | Gas | Other | Total
Cost ($) | 13856.71 | 11982.11 | 0 | 25838.82
Cost per Total Building Area ($/m2) | 4.42 | 3.82 | 0 | 8.24
Cost per Net Conditioned Building Area ($/m2) | 4.42 | 3.82 | 0 | 8.24

## Fairbanks (hidden)
| Total Energy [GJ] | Energy Per Total Building Area [MJ/m2] | Energy Per Conditioned Building Area [MJ/m2]
Total Site Energy | 3340.27 | 1065.62 | 1065.62
Net Site Energy | 3340.27 | 1065.62 | 1065.62
Total Source Energy | 5751.77 | 1834.94 | 1834.94
Net Source Energy | 5751.77 | 1834.94 | 1834.94
Area [m2]
Total Building Area | 3134.59
Net Conditioned Building Area | 3134.59
Unconditioned Building Area | 0
| Electricity [GJ] | Natural Gas [GJ] | Other Fuel [GJ] | District Cooling [GJ] | District Heating [GJ] | Water [m3]
Heating | 0 | 2018.77 | 0 | 0 | 0 | 0
Cooling | 41.63 | 0 | 0 | 0 | 0 | 0
Interior Lighting | 173.35 | 0 | 0 | 0 | 0 | 0
Exterior Lighting | 129.39 | 0 | 0 | 0 | 0 | 0
Interior Equipment | 449.59 | 0 | 0 | 0 | 0 | 0
Exterior Equipment | 0 | 0 | 0 | 0 | 0 | 0
Fans | 54.51 | 0 | 0 | 0 | 0 | 0
Pumps | 0 | 0 | 0 | 0 | 0 | 0
Heat Rejection | 0 | 0 | 0 | 0 | 0 | 0
Humidification | 0 | 0 | 0 | 0 | 0 | 0
Heat Recovery | 0 | 0 | 0 | 0 | 0 | 0
Water Systems | 0 | 473.03 | 0 | 0 | 0 | 1874.65
Refrigeration | 0 | 0 | 0 | 0 | 0 | 0
Generators | 0 | 0 | 0 | 0 | 0 | 0
Total End Uses | 848.47 | 2491.8 | 0 | 0 | 0 | 1874.65
| Area [m2] | Conditioned (Y/N) | Volume [m3] | Multipliers | Gross Wall Area [m2] | Window Glass Area [m2] | Lighting [W/m2] | People [m2] per person | Plug and Process [W/m2]
G SW APARTMENT | 88.25 | Yes | 268.96 | 1 | 58.52 | 8.55 | 3.875 | 35.3 | 5.38
G NW APARTMENT | 88.25 | Yes | 268.96 | 1 | 58.52 | 8.55 | 3.875 | 35.3 | 5.38
OFFICE | 88.25 | Yes | 268.96 | 1 | 58.52 | 8.55 | 10.76 | 44.12 | 12.9
G NE APARTMENT | 88.25 | Yes | 268.96 | 1 | 58.52 | 8.55 | 3.875 | 35.3 | 5.38
G N1 APARTMENT | 88.25 | Yes | 268.96 | 1 | 35.3 | 5.2 | 3.875 | 35.3 | 5.38
G N2 APARTMENT | 88.25 | Yes | 268.96 | 1 | 35.3 | 5.2 | 3.875 | 35.3 | 5.38
G S1 APARTMENT | 88.25 | Yes | 268.96 | 1 | 35.3 | 5.2 | 3.875 | 35.3 | 5.38
G S2 APARTMENT | 88.25 | Yes | 268.96 | 1 | 35.3 | 5.2 | 3.875 | 35.3 | 5.38
M SW APARTMENT | 88.25 | Yes | 268.96 | 2 | 58.52 | 8.55 | 3.875 | 35.3 | 5.38
M NW APARTMENT | 88.25 | Yes | 268.96 | 2 | 58.52 | 8.55 | 3.875 | 35.3 | 5.38
M SE APARTMENT | 88.25 | Yes | 268.96 | 2 | 58.52 | 8.55 | 3.875 | 35.3 | 5.38
M NE APARTMENT | 88.25 | Yes | 268.96 | 2 | 58.52 | 8.55 | 3.875 | 35.3 | 5.38
M N1 APARTMENT | 88.25 | Yes | 268.96 | 2 | 35.3 | 5.2 | 3.875 | 35.3 | 5.38
M N2 APARTMENT | 88.25 | Yes | 268.96 | 2 | 35.3 | 5.2 | 3.875 | 35.3 | 5.38
M S1 APARTMENT | 88.25 | Yes | 268.96 | 2 | 35.3 | 5.2 | 3.875 | 35.3 | 5.38
M S2 APARTMENT | 88.25 | Yes | 268.96 | 2 | 35.3 | 5.2 | 3.875 | 35.3 | 5.38
T SW APARTMENT | 88.25 | Yes | 268.96 | 1 | 58.52 | 8.55 | 3.875 | 35.3 | 5.38
T NW APARTMENT | 88.25 | Yes | 268.96 | 1 | 58.52 | 8.55 | 3.875 | 35.3 | 5.38
T SE APARTMENT | 88.25 | Yes | 268.96 | 1 | 58.52 | 8.55 | 3.875 | 35.3 | 5.38
T NE APARTMENT | 88.25 | Yes | 268.96 | 1 | 58.52 | 8.55 | 3.875 | 35.3 | 5.38
T N1 APARTMENT | 88.25 | Yes | 268.96 | 1 | 35.3 | 5.2 | 3.875 | 35.3 | 5.38
T N2 APARTMENT | 88.25 | Yes | 268.96 | 1 | 35.3 | 5.2 | 3.875 | 35.3 | 5.38
T S1 APARTMENT | 88.25 | Yes | 268.96 | 1 | 35.3 | 5.2 | 3.875 | 35.3 | 5.38
T S2 APARTMENT | 88.25 | Yes | 268.96 | 1 | 35.3 | 5.2 | 3.875 | 35.3 | 5.38
T CORRIDOR | 77.66 | Yes | 236.69 | 1 | 10.22 | 2.23 | 5.38 |  | 0
G CORRIDOR | 77.66 | Yes | 236.69 | 1 | 10.22 | 4.43 | 5.38 |  | 209.035
M CORRIDOR | 77.66 | Yes | 236.69 | 2 | 10.22 | 2.23 | 5.38 |  | 0
Total | 3134.59 |  | 9553.6 |  | 1542.01 | 231.09 | 4.218 | 39.43 | 10.2373
Conditioned Total | 3134.59 |  | 9553.6 |  | 1542.01 | 231.09 | 4.218 | 39.43 | 10.2373
Unconditioned Total | 0 |  | 0 |  | 0 | 0
| Construction | Reflectance | U-Factor with Film [W/m2-K] | U-Factor no Film [W/m2-K] | Gross Area [m2] | Azimuth [deg] | Tilt [deg] | Cardinal Direction
G SWALL SWA | STEEL-FRAMED_R-13 + R-10 CI_EXT-WALL | 0.3 | 0.313 | 0.33 | 35.3 | 180 | 90 | S
G WWALL SWA | STEEL-FRAMED_R-13 + R-10 CI_EXT-WALL | 0.3 | 0.313 | 0.33 | 23.22 | 270 | 90 | W
G GFLOOR SWA | UNHEATED - 4IN SLAB WITH CARPET_EXT-SLAB | 0.3 | 1.862 | 3.4 | 88.25 | 270 | 180
G NWALL NWA | STEEL-FRAMED_R-13 + R-10 CI_EXT-WALL | 0.3 | 0.313 | 0.33 | 35.3 | 0 | 90 | N
G WWALL NWA | STEEL-FRAMED_R-13 + R-10 CI_EXT-WALL | 0.3 | 0.313 | 0.33 | 23.22 | 270 | 90 | W
G GFLOOR NWA | UNHEATED - 4IN SLAB WITH CARPET_EXT-SLAB | 0.3 | 1.862 | 3.4 | 88.25 | 270 | 180
G SWALL SEA | STEEL-FRAMED_R-13 + R-10 CI_EXT-WALL | 0.3 | 0.313 | 0.33 | 35.3 | 180 | 90 | S
G EWALL SEA | STEEL-FRAMED_R-13 + R-10 CI_EXT-WALL | 0.3 | 0.313 | 0.33 | 23.22 | 90 | 90 | E
G GFLOOR SEA | UNHEATED - 4IN SLAB WITH CARPET_EXT-SLAB | 0.3 | 1.862 | 3.4 | 88.25 | 270 | 180
G NWALL NEA | STEEL-FRAMED_R-13 + R-10 CI_EXT-WALL | 0.3 | 0.313 | 0.33 | 35.3 | 0 | 90 | N
G EWALL NEA | STEEL-FRAMED_R-13 + R-10 CI_EXT-WALL | 0.3 | 0.313 | 0.33 | 23.22 | 90 | 90 | E
G GFLOOR NEA | UNHEATED - 4IN SLAB WITH CARPET_EXT-SLAB | 0.3 | 1.862 | 3.4 | 88.25 | 270 | 180
G NWALL N1A | STEEL-FRAMED_R-13 + R-10 CI_EXT-WALL | 0.3 | 0.313 | 0.33 | 35.3 | 0 | 90 | N
G GFLOOR N1A | UNHEATED - 4IN SLAB WITH CARPET_EXT-SLAB | 0.3 | 1.862 | 3.4 | 88.25 | 270 | 180
G NWALL N2A | STEEL-FRAMED_R-13 + R-10 CI_EXT-WALL | 0.3 | 0.313 | 0.33 | 35.3 | 0 | 90 | N
G GFLOOR N2A | UNHEATED - 4IN SLAB WITH CARPET_EXT-SLAB | 0.3 | 1.862 | 3.4 | 88.25 | 270 | 180
G SWALL S1A | STEEL-FRAMED_R-13 + R-10 CI_EXT-WALL | 0.3 | 0.313 | 0.33 | 35.3 | 180 | 90 | S
G GFLOOR S1A | UNHEATED - 4IN SLAB WITH CARPET_EXT-SLAB | 0.3 | 1.862 | 3.4 | 88.25 | 270 | 180
G SWALL S2A | STEEL-FRAMED_R-13 + R-10 CI_EXT-WALL | 0.3 | 0.313 | 0.33 | 35.3 | 180 | 90 | S
G GFLOOR S2A | UNHEATED - 4IN SLAB WITH CARPET_EXT-SLAB | 0.3 | 1.862 | 3.4 | 88.25 | 270 | 180
M WWALL SWA | STEEL-FRAMED_R-13 + R-10 CI_EXT-WALL | 0.3 | 0.313 | 0.33 | 46.45 | 270 | 90 | W
M SWALL SWA | STEEL-FRAMED_R-13 + R-10 CI_EXT-WALL | 0.3 | 0.313 | 0.33 | 70.6 | 180 | 90 | S
M NWALL NWA | STEEL-FRAMED_R-13 + R-10 CI_EXT-WALL | 0.3 | 0.313 | 0.33 | 70.6 | 0 | 90 | N
M WWALL NWA | STEEL-FRAMED_R-13 + R-10 CI_EXT-WALL | 0.3 | 0.313 | 0.33 | 46.45 | 270 | 90 | W
M EWALL SEA | STEEL-FRAMED_R-13 + R-10 CI_EXT-WALL | 0.3 | 0.313 | 0.33 | 46.45 | 90 | 90 | E
M SWALL SEA | STEEL-FRAMED_R-13 + R-10 CI_EXT-WALL | 0.3 | 0.313 | 0.33 | 70.6 | 180 | 90 | S
M NWALL NEA | STEEL-FRAMED_R-13 + R-10 CI_EXT-WALL | 0.3 | 0.313 | 0.33 | 70.6 | 0 | 90 | N
M EWALL NEA | STEEL-FRAMED_R-13 + R-10 CI_EXT-WALL | 0.3 | 0.313 | 0.33 | 46.45 | 90 | 90 | E
M NWALL N1A | STEEL-FRAMED_R-13 + R-10 CI_EXT-WALL | 0.3 | 0.313 | 0.33 | 70.6 | 0 | 90 | N
M NWALL N2A | STEEL-FRAMED_R-13 + R-10 CI_EXT-WALL | 0.3 | 0.313 | 0.33 | 70.6 | 0 | 90 | N
M SWALL S1A | STEEL-FRAMED_R-13 + R-10 CI_EXT-WALL | 0.3 | 0.313 | 0.33 | 70.6 | 180 | 90 | S
M SWALL S2A | STEEL-FRAMED_R-13 + R-10 CI_EXT-WALL | 0.3 | 0.313 | 0.33 | 70.6 | 180 | 90 | S
T WWALL SWA | STEEL-FRAMED_R-13 + R-10 CI_EXT-WALL | 0.3 | 0.313 | 0.33 | 23.22 | 270 | 90 | W
T SWALL SWA | STEEL-FRAMED_R-13 + R-10 CI_EXT-WALL | 0.3 | 0.313 | 0.33 | 35.3 | 180 | 90 | S
T ROOF SWA | IEAD_R-20 CI_ROOF | 0.3 | 0.273 | 0.29 | 88.25 | 0 | 0
T NWALL NWA | STEEL-FRAMED_R-13 + R-10 CI_EXT-WALL | 0.3 | 0.313 | 0.33 | 35.3 | 0 | 90 | N
T WWALL NWA | STEEL-FRAMED_R-13 + R-10 CI_EXT-WALL | 0.3 | 0.313 | 0.33 | 23.22 | 270 | 90 | W
T ROOF NWA | IEAD_R-20 CI_ROOF | 0.3 | 0.273 | 0.29 | 88.25 | 0 | 0
T EWALL SEA | STEEL-FRAMED_R-13 + R-10 CI_EXT-WALL | 0.3 | 0.313 | 0.33 | 23.22 | 90 | 90 | E
T SWALL SEA | STEEL-FRAMED_R-13 + R-10 CI_EXT-WALL | 0.3 | 0.313 | 0.33 | 35.3 | 180 | 90 | S
T ROOF SEA | IEAD_R-20 CI_ROOF | 0.3 | 0.273 | 0.29 | 88.25 | 0 | 0
T NWALL NEA | STEEL-FRAMED_R-13 + R-10 CI_EXT-WALL | 0.3 | 0.313 | 0.33 | 35.3 | 0 | 90 | N
T EWALL NEA | STEEL-FRAMED_R-13 + R-10 CI_EXT-WALL | 0.3 | 0.313 | 0.33 | 23.22 | 90 | 90 | E
T ROOF NEA | IEAD_R-20 CI_ROOF | 0.3 | 0.273 | 0.29 | 88.25 | 0 | 0
T NWALL N1A | STEEL-FRAMED_R-13 + R-10 CI_EXT-WALL | 0.3 | 0.313 | 0.33 | 35.3 | 0 | 90 | N
T ROOF N1A | IEAD_R-20 CI_ROOF | 0.3 | 0.273 | 0.29 | 88.25 | 0 | 0
T NWALL N2A | STEEL-FRAMED_R-13 + R-10 CI_EXT-WALL | 0.3 | 0.313 | 0.33 | 35.3 | 0 | 90 | N
T ROOF N2A | IEAD_R-20 CI_ROOF | 0.3 | 0.273 | 0.29 | 88.25 | 0 | 0
T SWALL S1A | STEEL-FRAMED_R-13 + R-10 CI_EXT-WALL | 0.3 | 0.313 | 0.33 | 35.3 | 180 | 90 | S
T ROOF S1A | IEAD_R-20 CI_ROOF | 0.3 | 0.273 | 0.29 | 88.25 | 0 | 0
T SWALL S2A | STEEL-FRAMED_R-13 + R-10 CI_EXT-WALL | 0.3 | 0.313 | 0.33 | 35.3 | 180 | 90 | S
T ROOF S2A | IEAD_R-20 CI_ROOF | 0.3 | 0.273 | 0.29 | 88.25 | 0 | 0
T WWALL C | STEEL-FRAMED_R-13 + R-10 CI_EXT-WALL | 0.3 | 0.313 | 0.33 | 5.11 | 270 | 90 | W
T EWALL C | STEEL-FRAMED_R-13 + R-10 CI_EXT-WALL | 0.3 | 0.313 | 0.33 | 5.11 | 90 | 90 | E
T ROOF C | IEAD_R-20 CI_ROOF | 0.3 | 0.273 | 0.29 | 77.66 | 0 | 0
G WWALL C | STEEL-FRAMED_R-13 + R-10 CI_EXT-WALL | 0.3 | 0.313 | 0.33 | 5.11 | 270 | 90 | W
G EWALL C | STEEL-FRAMED_R-13 + R-10 CI_EXT-WALL | 0.3 | 0.313 | 0.33 | 5.11 | 90 | 90 | E
G FLOOR C | UNHEATED - 4IN SLAB WITH CARPET_EXT-SLAB | 0.3 | 1.862 | 3.4 | 77.66 | 270 | 180
M WWALL C | STEEL-FRAMED_R-13 + R-10 CI_EXT-WALL | 0.3 | 0.313 | 0.33 | 10.22 | 270 | 90 | W
M EWALL C | STEEL-FRAMED_R-13 + R-10 CI_EXT-WALL | 0.3 | 0.313 | 0.33 | 10.22 | 90 | 90 | E
| Construction | Area of One Opening [m2] | Area of Openings [m2] | U-Factor [W/m2-K] | SHGC | Visible Transmittance | Shade Control | Parent Surface | Azimuth [deg] | Cardinal Direction
GWINDOW1 | STD_WINDOW_UVALUE_2.612_SHGC_0.49_VT_0.49 | 5.2 | 5.2 | 2.58 | 0.504 | 0.49 | No | G SWALL SWA | 180 | S
GWINDOW2 | STD_WINDOW_UVALUE_2.612_SHGC_0.49_VT_0.49_WEST | 3.34 | 3.34 | 2.58 | 0.504 | 0.49 | No | G WWALL SWA | 270 | W
GWINDOW4 | STD_WINDOW_UVALUE_2.612_SHGC_0.64_VT_0.64 | 5.2 | 5.2 | 2.58 | 0.654 | 0.64 | No | G NWALL NWA | 0 | N
GWINDOW6 | STD_WINDOW_UVALUE_2.612_SHGC_0.49_VT_0.49_WEST | 3.34 | 3.34 | 2.58 | 0.504 | 0.49 | No | G WWALL NWA | 270 | W
GWINDOW3 | STD_WINDOW_UVALUE_2.612_SHGC_0.49_VT_0.49 | 5.2 | 5.2 | 2.58 | 0.504 | 0.49 | No | G SWALL SEA | 180 | S
GWINDOW7 | STD_WINDOW_UVALUE_2.612_SHGC_0.49_VT_0.49_EAST | 3.34 | 3.34 | 2.58 | 0.504 | 0.49 | No | G EWALL SEA | 90 | E
GWINDOW5 | STD_WINDOW_UVALUE_2.612_SHGC_0.64_VT_0.64 | 5.2 | 5.2 | 2.58 | 0.654 | 0.64 | No | G NWALL NEA | 0 | N
GWINDOW8 | STD_WINDOW_UVALUE_2.612_SHGC_0.49_VT_0.49_EAST | 3.34 | 3.34 | 2.58 | 0.504 | 0.49 | No | G EWALL NEA | 90 | E
GWINDOW9 | STD_WINDOW_UVALUE_2.612_SHGC_0.64_VT_0.64 | 5.2 | 5.2 | 2.58 | 0.654 | 0.64 | No | G NWALL N1A | 0 | N
GWINDOW10 | STD_WINDOW_UVALUE_2.612_SHGC_0.64_VT_0.64 | 5.2 | 5.2 | 2.58 | 0.654 | 0.64 | No | G NWALL N2A | 0 | N
GWINDOW11 | STD_WINDOW_UVALUE_2.612_SHGC_0.49_VT_0.49 | 5.2 | 5.2 | 2.58 | 0.504 | 0.49 | No | G SWALL S1A | 180 | S
GWINDOW12 | STD_WINDOW_UVALUE_2.612_SHGC_0.49_VT_0.49 | 5.2 | 5.2 | 2.58 | 0.504 | 0.49 | No | G SWALL S2A | 180 | S
MWINDOW2 | STD_WINDOW_UVALUE_2.612_SHGC_0.49_VT_0.49_WEST | 3.34 | 6.69 | 2.58 | 0.504 | 0.49 | No | M WWALL SWA | 270 | W
MWINDOW1 | STD_WINDOW_UVALUE_2.612_SHGC_0.49_VT_0.49 | 5.2 | 10.4 | 2.58 | 0.504 | 0.49 | No | M SWALL SWA | 180 | S
MWINDOW4 | STD_WINDOW_UVALUE_2.612_SHGC_0.64_VT_0.64 | 5.2 | 10.4 | 2.58 | 0.654 | 0.64 | No | M NWALL NWA | 0 | N
MWINDOW6 | STD_WINDOW_UVALUE_2.612_SHGC_0.49_VT_0.49_WEST | 3.34 | 6.69 | 2.58 | 0.504 | 0.49 | No | M WWALL NWA | 270 | W
MWINDOW7 | STD_WINDOW_UVALUE_2.612_SHGC_0.49_VT_0.49_EAST | 3.34 | 6.69 | 2.58 | 0.504 | 0.49 | No | M EWALL SEA | 90 | E
MWINDOW3 | STD_WINDOW_UVALUE_2.612_SHGC_0.49_VT_0.49 | 5.2 | 10.4 | 2.58 | 0.504 | 0.49 | No | M SWALL SEA | 180 | S
MWINDOW5 | STD_WINDOW_UVALUE_2.612_SHGC_0.64_VT_0.64 | 5.2 | 10.4 | 2.58 | 0.654 | 0.64 | No | M NWALL NEA | 0 | N
MWINDOW8 | STD_WINDOW_UVALUE_2.612_SHGC_0.49_VT_0.49_EAST | 3.34 | 6.69 | 2.58 | 0.504 | 0.49 | No | M EWALL NEA | 90 | E
MWINDOW9 | STD_WINDOW_UVALUE_2.612_SHGC_0.64_VT_0.64 | 5.2 | 10.4 | 2.58 | 0.654 | 0.64 | No | M NWALL N1A | 0 | N
MWINDOW10 | STD_WINDOW_UVALUE_2.612_SHGC_0.64_VT_0.64 | 5.2 | 10.4 | 2.58 | 0.654 | 0.64 | No | M NWALL N2A | 0 | N
MWINDOW11 | STD_WINDOW_UVALUE_2.612_SHGC_0.49_VT_0.49 | 5.2 | 10.4 | 2.58 | 0.504 | 0.49 | No | M SWALL S1A | 180 | S
MWINDOW12 | STD_WINDOW_UVALUE_2.612_SHGC_0.49_VT_0.49 | 5.2 | 10.4 | 2.58 | 0.504 | 0.49 | No | M SWALL S2A | 180 | S
TWINDOW2 | STD_WINDOW_UVALUE_2.612_SHGC_0.49_VT_0.49_WEST | 3.34 | 3.34 | 2.58 | 0.504 | 0.49 | No | T WWALL SWA | 270 | W
TWINDOW1 | STD_WINDOW_UVALUE_2.612_SHGC_0.49_VT_0.49 | 5.2 | 5.2 | 2.58 | 0.504 | 0.49 | No | T SWALL SWA | 180 | S
TWINDOW4 | STD_WINDOW_UVALUE_2.612_SHGC_0.64_VT_0.64 | 5.2 | 5.2 | 2.58 | 0.654 | 0.64 | No | T NWALL NWA | 0 | N
TWINDOW6 | STD_WINDOW_UVALUE_2.612_SHGC_0.49_VT_0.49_WEST | 3.34 | 3.34 | 2.58 | 0.504 | 0.49 | No | T WWALL NWA | 270 | W
TWINDOW7 | STD_WINDOW_UVALUE_2.612_SHGC_0.49_VT_0.49_EAST | 3.34 | 3.34 | 2.58 | 0.504 | 0.49 | No | T EWALL SEA | 90 | E
TWINDOW3 | STD_WINDOW_UVALUE_2.612_SHGC_0.49_VT_0.49 | 5.2 | 5.2 | 2.58 | 0.504 | 0.49 | No | T SWALL SEA | 180 | S
TWINDOW5 | STD_WINDOW_UVALUE_2.612_SHGC_0.64_VT_0.64 | 5.2 | 5.2 | 2.58 | 0.654 | 0.64 | No | T NWALL NEA | 0 | N
TWINDOW8 | STD_WINDOW_UVALUE_2.612_SHGC_0.49_VT_0.49_EAST | 3.34 | 3.34 | 2.58 | 0.504 | 0.49 | No | T EWALL NEA | 90 | E
TWINDOW9 | STD_WINDOW_UVALUE_2.612_SHGC_0.64_VT_0.64 | 5.2 | 5.2 | 2.58 | 0.654 | 0.64 | No | T NWALL N1A | 0 | N
TWINDOW10 | STD_WINDOW_UVALUE_2.612_SHGC_0.64_VT_0.64 | 5.2 | 5.2 | 2.58 | 0.654 | 0.64 | No | T NWALL N2A | 0 | N
TWINDOW11 | STD_WINDOW_UVALUE_2.612_SHGC_0.49_VT_0.49 | 5.2 | 5.2 | 2.58 | 0.504 | 0.49 | No | T SWALL S1A | 180 | S
TWINDOW12 | STD_WINDOW_UVALUE_2.612_SHGC_0.49_VT_0.49 | 5.2 | 5.2 | 2.58 | 0.504 | 0.49 | No | T SWALL S2A | 180 | S
TWINDOW13 | STD_WINDOW_UVALUE_2.612_SHGC_0.49_VT_0.49_WEST | 1.11 | 1.11 | 2.58 | 0.504 | 0.49 | No | T WWALL C | 270 | W
TWINDOW14 | STD_WINDOW_UVALUE_2.612_SHGC_0.49_VT_0.49_EAST | 1.11 | 1.11 | 2.58 | 0.504 | 0.49 | No | T EWALL C | 90 | E
GWINDOW13 | STD_WINDOW_UVALUE_2.612_SHGC_0.49_VT_0.49_WEST | 1.11 | 1.11 | 2.58 | 0.504 | 0.49 | No | G WWALL C | 270 | W
EAST_DOOR | STD_WINDOW_UVALUE_2.612_SHGC_0.49_VT_0.49_EAST | 3.32 | 3.32 | 2.58 | 0.504 | 0.49 | No | G EWALL C | 90 | E
MWINDOW13 | STD_WINDOW_UVALUE_2.612_SHGC_0.49_VT_0.49_WEST | 1.11 | 2.23 | 2.58 | 0.504 | 0.49 | No | M WWALL C | 270 | W
MWINDOW14 | STD_WINDOW_UVALUE_2.612_SHGC_0.49_VT_0.49_EAST | 1.11 | 2.23 | 2.58 | 0.504 | 0.49 | No | M EWALL C | 90 | E
Total or Average |  |  | 231.09 | 2.58 | 0.558 | 0.544
North Total or Average |  |  | 83.23 | 2.58 | 0.654 | 0.64
Non-North Total or Average |  |  | 147.86 | 2.58 | 0.504 | 0.49
| Type | Nominal Capacity [W] | Nominal Efficiency [W/W]
None
| Type | Nominal Total Capacity [W] | Nominal Sensible Capacity [W] | Nominal Latent Capacity [W] | Nominal Sensible Heat Ratio | Nominal Efficiency [W/W]
SPLITSYSTEMAC:1_UNITARY_PACKAGE_COOLCOIL | Coil:Cooling:DX:SingleSpeed | 2550.29 | 2036.81 | 513.49 | 0.8 | 4.02
SPLITSYSTEMAC:2_UNITARY_PACKAGE_COOLCOIL | Coil:Cooling:DX:SingleSpeed | 4546.46 | 3631.05 | 915.41 | 0.8 | 4.03
SPLITSYSTEMAC:3_UNITARY_PACKAGE_COOLCOIL | Coil:Cooling:DX:SingleSpeed | 1669.87 | 1128.97 | 540.9 | 0.68 | 3.69
SPLITSYSTEMAC:4_UNITARY_PACKAGE_COOLCOIL | Coil:Cooling:DX:SingleSpeed | 1831.24 | 1462.53 | 368.71 | 0.8 | 4.05
SPLITSYSTEMAC:5_UNITARY_PACKAGE_COOLCOIL | Coil:Cooling:DX:SingleSpeed | 2702.92 | 2158.7 | 544.22 | 0.8 | 4.03
SPLITSYSTEMAC:6_UNITARY_PACKAGE_COOLCOIL | Coil:Cooling:DX:SingleSpeed | 2702.71 | 2158.53 | 544.18 | 0.8 | 4.03
SPLITSYSTEMAC:7_UNITARY_PACKAGE_COOLCOIL | Coil:Cooling:DX:SingleSpeed | 1831.24 | 1462.53 | 368.71 | 0.8 | 4.05
SPLITSYSTEMAC:8_UNITARY_PACKAGE_COOLCOIL | Coil:Cooling:DX:SingleSpeed | 1831.24 | 1462.53 | 368.71 | 0.8 | 4.05
SPLITSYSTEMAC:9_UNITARY_PACKAGE_COOLCOIL | Coil:Cooling:DX:SingleSpeed | 8715.02 | 6960.3 | 1754.72 | 0.8 | 4.06
SPLITSYSTEMAC:10_UNITARY_PACKAGE_COOLCOIL | Coil:Cooling:DX:SingleSpeed | 11990.64 | 9576.39 | 2414.25 | 0.8 | 4.02
SPLITSYSTEMAC:11_UNITARY_PACKAGE_COOLCOIL | Coil:Cooling:DX:SingleSpeed | 7622.49 | 6087.74 | 1534.75 | 0.8 | 4.05
SPLITSYSTEMAC:12_UNITARY_PACKAGE_COOLCOIL | Coil:Cooling:DX:SingleSpeed | 5548.1 | 4431.02 | 1117.08 | 0.8 | 3.95
SPLITSYSTEMAC:13_UNITARY_PACKAGE_COOLCOIL | Coil:Cooling:DX:SingleSpeed | 7039.31 | 5621.98 | 1417.33 | 0.8 | 3.95
SPLITSYSTEMAC:14_UNITARY_PACKAGE_COOLCOIL | Coil:Cooling:DX:SingleSpeed | 7038.59 | 5621.41 | 1417.18 | 0.8 | 3.95
SPLITSYSTEMAC:15_UNITARY_PACKAGE_COOLCOIL | Coil:Cooling:DX:SingleSpeed | 6389.25 | 5102.81 | 1286.44 | 0.8 | 3.95
SPLITSYSTEMAC:16_UNITARY_PACKAGE_COOLCOIL | Coil:Cooling:DX:SingleSpeed | 6393.38 | 5106.11 | 1287.27 | 0.8 | 3.95
SPLITSYSTEMAC:17_UNITARY_PACKAGE_COOLCOIL | Coil:Cooling:DX:SingleSpeed | 5128.44 | 4095.85 | 1032.58 | 0.8 | 3.94
SPLITSYSTEMAC:18_UNITARY_PACKAGE_COOLCOIL | Coil:Cooling:DX:SingleSpeed | 9117.87 | 7282.04 | 1835.84 | 0.8 | 3.93
SPLITSYSTEMAC:19_UNITARY_PACKAGE_COOLCOIL | Coil:Cooling:DX:SingleSpeed | 4275.83 | 3414.92 | 860.92 | 0.8 | 3.94
SPLITSYSTEMAC:20_UNITARY_PACKAGE_COOLCOIL | Coil:Cooling:DX:SingleSpeed | 3618.22 | 2889.71 | 728.51 | 0.8 | 3.94
SPLITSYSTEMAC:21_UNITARY_PACKAGE_COOLCOIL | Coil:Cooling:DX:SingleSpeed | 5040.29 | 4025.45 | 1014.84 | 0.8 | 3.92
SPLITSYSTEMAC:22_UNITARY_PACKAGE_COOLCOIL | Coil:Cooling:DX:SingleSpeed | 5039.81 | 4025.07 | 1014.74 | 0.8 | 4.04
SPLITSYSTEMAC:23_UNITARY_PACKAGE_COOLCOIL | Coil:Cooling:DX:SingleSpeed | 3734.08 | 2982.24 | 751.84 | 0.8 | 4.01
SPLITSYSTEMAC:24_UNITARY_PACKAGE_COOLCOIL | Coil:Cooling:DX:SingleSpeed | 3728.55 | 2977.82 | 750.72 | 0.8 | 4.01
| Type | Nominal Total Capacity [W] | Nominal Efficiency [W/W]
T CORRIDOR UNIT HEATER COIL | Coil:Heating:Electric | 0 | 1
G CORRIDOR UNIT HEATER COIL | Coil:Heating:Electric | 0 | 1
M CORRIDOR UNIT HEATER COIL | Coil:Heating:Electric | 0 | 1
SPLITSYSTEMAC:1_UNITARY_PACKAGE_HEATCOIL | Coil:Heating:Gas | 6572.71 | 0.8
SPLITSYSTEMAC:2_UNITARY_PACKAGE_HEATCOIL | Coil:Heating:Gas | 14557.24 | 0.8
SPLITSYSTEMAC:3_UNITARY_PACKAGE_HEATCOIL | Coil:Heating:Gas | 1950.89 | 0.8
SPLITSYSTEMAC:4_UNITARY_PACKAGE_HEATCOIL | Coil:Heating:Gas | 10865.09 | 0.8
SPLITSYSTEMAC:5_UNITARY_PACKAGE_HEATCOIL | Coil:Heating:Gas | 12050.21 | 0.8
SPLITSYSTEMAC:6_UNITARY_PACKAGE_HEATCOIL | Coil:Heating:Gas | 12049.92 | 0.8
SPLITSYSTEMAC:7_UNITARY_PACKAGE_HEATCOIL | Coil:Heating:Gas | 10865.09 | 0.8
SPLITSYSTEMAC:8_UNITARY_PACKAGE_HEATCOIL | Coil:Heating:Gas | 10865.09 | 0.8
SPLITSYSTEMAC:9_UNITARY_PACKAGE_HEATCOIL | Coil:Heating:Gas | 24562.45 | 0.8
SPLITSYSTEMAC:10_UNITARY_PACKAGE_HEATCOIL | Coil:Heating:Gas | 33056.95 | 0.8
SPLITSYSTEMAC:11_UNITARY_PACKAGE_HEATCOIL | Coil:Heating:Gas | 22142.31 | 0.8
SPLITSYSTEMAC:12_UNITARY_PACKAGE_HEATCOIL | Coil:Heating:Gas | 21734.89 | 0.8
SPLITSYSTEMAC:13_UNITARY_PACKAGE_HEATCOIL | Coil:Heating:Gas | 26321.74 | 0.8
SPLITSYSTEMAC:14_UNITARY_PACKAGE_HEATCOIL | Coil:Heating:Gas | 26320.75 | 0.8
SPLITSYSTEMAC:15_UNITARY_PACKAGE_HEATCOIL | Coil:Heating:Gas | 21730.18 | 0.8
SPLITSYSTEMAC:16_UNITARY_PACKAGE_HEATCOIL | Coil:Heating:Gas | 21730.18 | 0.8
SPLITSYSTEMAC:17_UNITARY_PACKAGE_HEATCOIL | Coil:Heating:Gas | 15153.82 | 0.8
SPLITSYSTEMAC:18_UNITARY_PACKAGE_HEATCOIL | Coil:Heating:Gas | 20776.68 | 0.8
SPLITSYSTEMAC:19_UNITARY_PACKAGE_HEATCOIL | Coil:Heating:Gas | 13542.56 | 0.8
SPLITSYSTEMAC:20_UNITARY_PACKAGE_HEATCOIL | Coil:Heating:Gas | 13294.04 | 0.8
SPLITSYSTEMAC:21_UNITARY_PACKAGE_HEATCOIL | Coil:Heating:Gas | 15228.29 | 0.8
SPLITSYSTEMAC:22_UNITARY_PACKAGE_HEATCOIL | Coil:Heating:Gas | 15227.63 | 0.8
SPLITSYSTEMAC:23_UNITARY_PACKAGE_HEATCOIL | Coil:Heating:Gas | 12747.47 | 0.8
SPLITSYSTEMAC:24_UNITARY_PACKAGE_HEATCOIL | Coil:Heating:Gas | 12747.31 | 0.8
| Type | Total Efficiency [W/W] | Delta Pressure [pa] | Max Flow Rate [m3/s] | Rated Power [W] | Motor Heat In Air Fraction | End Use
T CORRIDOR UNIT HEATERFAN | Fan:ConstantVolume | 0.54 | 49.8 | 0 | 0 | 1 | Unit Heater Fans
G CORRIDOR UNIT HEATERFAN | Fan:ConstantVolume | 0.54 | 49.8 | 0 | 0 | 1 | Unit Heater Fans
M CORRIDOR UNIT HEATERFAN | Fan:ConstantVolume | 0.54 | 49.8 | 0 | 0 | 1 | Unit Heater Fans
SPLITSYSTEMAC:1_UNITARY_PACKAGE_FAN | Fan:OnOff | 0.54 | 622 | 0.15 | 178.7 | 1 | Unitary Fans
SPLITSYSTEMAC:2_UNITARY_PACKAGE_FAN | Fan:OnOff | 0.54 | 622 | 0.27 | 318.57 | 1 | Unitary Fans
SPLITSYSTEMAC:3_UNITARY_PACKAGE_FAN | Fan:OnOff | 0.54 | 622 | 0.07 | 78 | 1 | Unitary Fans
SPLITSYSTEMAC:4_UNITARY_PACKAGE_FAN | Fan:OnOff | 0.54 | 622 | 0.11 | 128.31 | 1 | Unitary Fans
SPLITSYSTEMAC:5_UNITARY_PACKAGE_FAN | Fan:OnOff | 0.54 | 622 | 0.16 | 189.39 | 1 | Unitary Fans
SPLITSYSTEMAC:6_UNITARY_PACKAGE_FAN | Fan:OnOff | 0.54 | 622 | 0.16 | 189.38 | 1 | Unitary Fans
SPLITSYSTEMAC:7_UNITARY_PACKAGE_FAN | Fan:OnOff | 0.54 | 622 | 0.11 | 128.31 | 1 | Unitary Fans
SPLITSYSTEMAC:8_UNITARY_PACKAGE_FAN | Fan:OnOff | 0.54 | 622 | 0.11 | 128.31 | 1 | Unitary Fans
SPLITSYSTEMAC:9_UNITARY_PACKAGE_FAN | Fan:OnOff | 0.54 | 622 | 0.53 | 610.66 | 1 | Unitary Fans
SPLITSYSTEMAC:10_UNITARY_PACKAGE_FAN | Fan:OnOff | 0.55 | 622 | 0.72 | 825.18 | 1 | Unitary Fans
SPLITSYSTEMAC:11_UNITARY_PACKAGE_FAN | Fan:OnOff | 0.54 | 622 | 0.46 | 534.11 | 1 | Unitary Fans
SPLITSYSTEMAC:12_UNITARY_PACKAGE_FAN | Fan:OnOff | 0.59 | 622 | 0.34 | 352.44 | 1 | Unitary Fans
SPLITSYSTEMAC:13_UNITARY_PACKAGE_FAN | Fan:OnOff | 0.59 | 622 | 0.43 | 447.17 | 1 | Unitary Fans
SPLITSYSTEMAC:14_UNITARY_PACKAGE_FAN | Fan:OnOff | 0.59 | 622 | 0.43 | 447.13 | 1 | Unitary Fans
SPLITSYSTEMAC:15_UNITARY_PACKAGE_FAN | Fan:OnOff | 0.59 | 622 | 0.39 | 405.88 | 1 | Unitary Fans
SPLITSYSTEMAC:16_UNITARY_PACKAGE_FAN | Fan:OnOff | 0.59 | 622 | 0.39 | 406.14 | 1 | Unitary Fans
SPLITSYSTEMAC:17_UNITARY_PACKAGE_FAN | Fan:OnOff | 0.59 | 622 | 0.31 | 325.78 | 1 | Unitary Fans
SPLITSYSTEMAC:18_UNITARY_PACKAGE_FAN | Fan:OnOff | 0.59 | 622 | 0.55 | 579.21 | 1 | Unitary Fans
SPLITSYSTEMAC:19_UNITARY_PACKAGE_FAN | Fan:OnOff | 0.59 | 622 | 0.26 | 271.62 | 1 | Unitary Fans
SPLITSYSTEMAC:20_UNITARY_PACKAGE_FAN | Fan:OnOff | 0.59 | 622 | 0.22 | 229.85 | 1 | Unitary Fans
SPLITSYSTEMAC:21_UNITARY_PACKAGE_FAN | Fan:OnOff | 0.59 | 622 | 0.3 | 320.18 | 1 | Unitary Fans
SPLITSYSTEMAC:22_UNITARY_PACKAGE_FAN | Fan:OnOff | 0.54 | 622 | 0.3 | 353.14 | 1 | Unitary Fans
SPLITSYSTEMAC:23_UNITARY_PACKAGE_FAN | Fan:OnOff | 0.57 | 622 | 0.23 | 246.7 | 1 | Unitary Fans
SPLITSYSTEMAC:24_UNITARY_PACKAGE_FAN | Fan:OnOff | 0.57 | 622 | 0.23 | 246.33 | 1 | Unitary Fans
| Type | Control | Head [pa] | Power [W] | Motor Efficiency [W/W]
SWHSYS1 PUMP | Pump:VariableSpeed | INTERMITTENT | 0.01 | 0 | 1
| Type | Storage Volume [m3] | Input [W] | Thermal Efficiency [W/W] | Recovery Efficiency [W/W] | Energy Factor
SWHSYS1 WATER HEATER | WaterHeater:Mixed | 0 | 211500 | 0.8 | 704.88 | 0.55
| CO2:FACILITY [kg] | NOX:FACILITY [kg] | SO2:FACILITY [kg] | PM:FACILITY [kg] | HG:FACILITY [kg] | WATERENVIRONMENTALFACTORS:FACILITY [L] | CARBON EQUIVALENT:FACILITY [kg]
January | 43678.3557 | 45.0522 | 113.1562 | 0 | 0.0004 | 22682.3369 | 15948.5132
February | 35295.4279 | 36.6642 | 96.8489 | 0 | 0.0004 | 19415.656 | 12927.4034
March | 27024.3145 | 29.2167 | 98.0951 | 0 | 0.0004 | 19674.5173 | 10074.1074
April | 17953.4165 | 20.5136 | 88.2598 | 0 | 0.0003 | 17708.4491 | 6862.5103
May | 15098.548 | 18.078 | 91.5125 | 0 | 0.0003 | 18364.7139 | 5898.4245
June | 15748.8798 | 19.0137 | 98.7402 | 0 | 0.0003 | 19815.7288 | 6176.6549
July | 16972.1391 | 20.5599 | 107.8599 | 0 | 0.0004 | 21646.1474 | 6667.08
August | 15860.5154 | 19.1708 | 99.9075 | 0 | 0.0003 | 20050.0647 | 6223.8758
September | 15411.0734 | 18.3063 | 90.356 | 0 | 0.0003 | 18132.1076 | 5998.0765
October | 21621.9955 | 24.3138 | 98.1026 | 0 | 0.0003 | 19681.5859 | 8204.5297
November | 32099.8884 | 34.1171 | 104.2389 | 0 | 0.0004 | 20903.2396 | 11875.8501
December | 39188.1822 | 40.9848 | 113.3231 | 0 | 0.0004 | 22720.4981 | 14395.7837
Annual Sum or Average | 295952.7364 | 325.9912 | 1200.4007 | 0 | 0.0043 | 240795.0453 | 111252.8095
Minimum of Months | 15098.548 | 18.078 | 88.2598 | 0 | 0.0003 | 17708.4491 | 5898.4245
Maximum of Months | 43678.3557 | 45.0522 | 113.3231 | 0 | 0.0004 | 22720.4981 | 15948.5132
| ELECTRICITY:FACILITY [J] | ELECTRICITY:FACILITY {Maximum}[W] | ELECTRICITY:FACILITY {TIMESTAMP} | INTERIORLIGHTS:ELECTRICITY {AT MAX/MIN} [W] | INTERIOREQUIPMENT:ELECTRICITY {AT MAX/MIN} [W] | FANS:ELECTRICITY {AT MAX/MIN} [W] | HEATING:ELECTRICITY {AT MAX/MIN} [W] | COOLING:ELECTRICITY {AT MAX/MIN} [W] | EXTERIORLIGHTS:ELECTRICITY {AT MAX/MIN} [W] | PUMPS:ELECTRICITY {AT MAX/MIN} [W] | HEATREJECTION:ELECTRICITY [Invalid/Undefined] | EXTERIOREQUIPMENT:ELECTRICITY [Invalid/Undefined] | HUMIDIFICATION:ELECTRICITY [Invalid/Undefined] | HEATRECOVERY:ELECTRICITY [Invalid/Undefined] | WATERSYSTEMS:ELECTRICITY [Invalid/Undefined] | REFRIGERATION:ELECTRICITY [Invalid/Undefined] | GENERATORS:ELECTRICITY [Invalid/Undefined] | ELECTRICITYPRODUCED:FACILITY [Invalid/Undefined]
January | 79923700000 | 47668.965 | 12-JAN-18:15 | 10630.253 | 23210.456 | 5528.79 | 0 | 0 | 8299.466 | 0 | 0 | 0 | 0 | 0 | 0 | 0 | 0 | 0
February | 68413200000 | 46874.26 | 04-FEB-18:00 | 10630.253 | 23210.456 | 4734.086 | 0 | 0 | 8299.466 | 0 | 0 | 0 | 0 | 0 | 0 | 0 | 0 | 0
March | 69325300000 | 44072.744 | 11-MAR-18:00 | 10630.253 | 23210.456 | 1932.569 | 0 | 0 | 8299.466 | 0 | 0 | 0 | 0 | 0 | 0 | 0 | 0 | 0
April | 62397600000 | 41829.336 | 01-APR-19:00 | 12443.002 | 19968.13 | 1118.739 | 0 | 0 | 8299.466 | 0 | 0 | 0 | 0 | 0 | 0 | 0 | 0 | 0
May | 64710100000 | 46442.675 | 24-MAY-17:30 | 10630.253 | 23210.456 | 3250.673 | 0 | 9351.294 | 0 | 0 | 0 | 0 | 0 | 0 | 0 | 0 | 0 | 0
June | 69822900000 | 56726.3 | 20-JUN-17:00 | 10630.253 | 23210.456 | 5257.638 | 0 | 17627.953 | 0 | 0 | 0 | 0 | 0 | 0 | 0 | 0 | 0 | 0
July | 76272500000 | 58965.064 | 29-JUL-17:30 | 10630.253 | 23210.456 | 5570.042 | 0 | 19554.314 | 0 | 0 | 0 | 0 | 0 | 0 | 0 | 0 | 0 | 0
August | 70648600000 | 52856.215 | 15-AUG-17:15 | 10630.253 | 23210.456 | 4380.612 | 0 | 14634.895 | 0 | 0 | 0 | 0 | 0 | 0 | 0 | 0 | 0 | 0
September | 63890400000 | 44430.659 | 09-SEP-19:45 | 12443.002 | 19968.13 | 963.83 | 0 | 2756.231 | 8299.466 | 0 | 0 | 0 | 0 | 0 | 0 | 0 | 0 | 0
October | 69350200000 | 43942.291 | 30-OCT-18:15 | 10630.253 | 23210.456 | 1802.116 | 0 | 0 | 8299.466 | 0 | 0 | 0 | 0 | 0 | 0 | 0 | 0 | 0
November | 73654800000 | 45186.637 | 22-NOV-18:00 | 10630.253 | 23210.456 | 3046.462 | 0 | 0 | 8299.466 | 0 | 0 | 0 | 0 | 0 | 0 | 0 | 0 | 0
December | 80058100000 | 46912.806 | 29-DEC-18:15 | 10630.253 | 23210.456 | 4772.631 | 0 | 0 | 8299.466 | 0 | 0 | 0 | 0 | 0 | 0 | 0 | 0 | 0
Annual Sum or Average | 848467000000 | [9 empty] | 0 | 0 | 0 | 0 | 0 | 0 | 0 | 0
Minimum of Months | 62397600000 | 41829.336 |  | 10630.253 | 19968.13 | 963.83 | 0 | 0 | 0 | 0 | 0 | 0 | 0 | 0 | 0 | 0 | 0 | 0
Maximum of Months | 80058100000 | 58965.064 |  | 12443.002 | 23210.456 | 5570.042 | 0 | 19554.314 | 8299.466 | 0 | 0 | 0 | 0 | 0 | 0 | 0 | 0 | 0
| Electric | Gas | Other | Total
Cost ($) | 22173.27 | 10268.26 | 0 | 32441.52
Cost per Total Building Area ($/m2) | 7.07 | 3.28 | 0 | 10.35
Cost per Net Conditioned Building Area ($/m2) | 7.07 | 3.28 | 0 | 10.35

## Picture
DOE Commercial Building Benchmark - Midrise Apartment

## Schedules
Schedule | Type | Through | Day of Week | 1 | 2 | 3 | 4 | 5 | 6 | 7 | 8 | 9 | 10 | 11 | 12 | 13 | 14 | 15 | 16 | 17 | 18 | 19 | 20 | 21 | 22 | 23 | 24 | Hours Per Day | Hours Per Week | Hours Per Year
APT_LIGHT_SCH | Fraction | Through 12/31 | All | 0.067 | 0.067 | 0.067 | 0.067 | 0.187 | 0.394 | 0.44 | 0.393 | 0.172 | 0.119 | 0.119 | 0.119 | 0.119 | 0.119 | 0.119 | 0.206 | 0.439 | 0.616 | 0.829 | 0.986 | 1 | 0.692 | 0.384 | 0.16 | 7.88 | 55.16 | 2876.2
OFF_LIGHT_SCH | Fraction | Through 12/31 | WD | 0.18 | 0.18 | 0.18 | 0.18 | 0.18 | 0.18 | 0.18 | 0.18 | 0.9 | 0.9 | 0.9 | 0.9 | 0.8 | 0.9 | 0.9 | 0.9 | 0.9 | 0.18 | 0.18 | 0.18 | 0.18 | 0.18 | 0.18 | 0.18 | 10.7 | 53.5 | 2789.64
|  |  | Other | 0.18 | 0.18 | 0.18 | 0.18 | 0.18 | 0.18 | 0.18 | 0.18 | 0.18 | 0.18 | 0.18 | 0.18 | 0.18 | 0.18 | 0.18 | 0.18 | 0.18 | 0.18 | 0.18 | 0.18 | 0.18 | 0.18 | 0.18 | 0.18 | 4.32
COR_LIGHT_SCH | Fraction | Through 12/31 | All | [24 empty] | 24 | 168 | 8760 | bar: 1 to 24
APT_OCC_SCH | Fraction | Through 12/31 | All | 1 | 1 | 1 | 1 | 1 | 1 | 1 | 0.85 | 0.39 | 0.25 | 0.25 | 0.25 | 0.25 | 0.25 | 0.25 | 0.25 | 0.3 | 0.52 | 0.87 | 0.87 | 0.87 | 1 | 1 | 1 | 16.42 | 114.94 | 5993.3
OFF_OCC_SCH | Fraction | Through 12/31 | WD | 0 | 0 | 0 | 0 | 0 | 0 | 0 | 0 | 1 | 1 | 1 | 1 | 0.5 | 1 | 1 | 1 | 1 | 0 | 0 | 0 | 0 | 0 | 0 | 0 | 8.5 | 42.5 | 2216.07
|  |  | Other | 0 | 0 | 0 | 0 | 0 | 0 | 0 | 0 | 0 | 0 | 0 | 0 | 0 | 0 | 0 | 0 | 0 | 0 | 0 | 0 | 0 | 0 | 0 | 0 | 0
APT_EQP_SCH | Fraction | Through 12/31 | All | 0.45 | 0.41 | 0.39 | 0.38 | 0.38 | 0.43 | 0.54 | 0.65 | 0.66 | 0.67 | 0.69 | 0.7 | 0.69 | 0.66 | 0.65 | 0.68 | 0.8 | 1 | 1 | 0.93 | 0.89 | 0.85 | 0.71 | 0.58 | 15.79 | 110.53 | 5763.35
OFF_EQP_SCH | Fraction | Through 12/31 | WD | 0.33 | 0.33 | 0.33 | 0.33 | 0.33 | 0.33 | 0.33 | 0.5 | 1 | 1 | 1 | 1 | 0.94 | 1 | 1 | 1 | 1 | 0.5 | 0.33 | 0.33 | 0.33 | 0.33 | 0.33 | 0.33 | 14.23 | 71.15 | 3709.96
|  |  | Other | 0.33 | 0.33 | 0.33 | 0.33 | 0.33 | 0.33 | 0.33 | 0.33 | 0.33 | 0.33 | 0.33 | 0.33 | 0.33 | 0.33 | 0.33 | 0.33 | 0.33 | 0.33 | 0.33 | 0.33 | 0.33 | 0.33 | 0.33 | 0.33 | 7.92
APT_HTGSETP_SCH | Temperature | Through 12/31 | All | 21.1 | 21.1 | 21.1 | 21.1 | 21.1 | 21.1 | 21.1 | 21.1 | 21.1 | 21.1 | 21.1 | 21.1 | 21.1 | 21.1 | 21.1 | 21.1 | 21.1 | 21.1 | 21.1 | 21.1 | 21.1 | 21.1 | 21.1 | 21.1 | 506.4 | 3544.8 | 184836
APT_CLGSETP_SCH | Temperature | Through 12/31 | All | 23.9 | 23.9 | 23.9 | 23.9 | 23.9 | 23.9 | 23.9 | 23.9 | 23.9 | 23.9 | 23.9 | 23.9 | 23.9 | 23.9 | 23.9 | 23.9 | 23.9 | 23.9 | 23.9 | 23.9 | 23.9 | 23.9 | 23.9 | 23.9 | 573.6 | 4015.2 | 209364
OFF_HTGSETP_SCH | Temperature | Through 12/31 | WD | 15.6 | 15.6 | 15.6 | 15.6 | 15.6 | 15.6 | 15.6 | 18.3 | 21.1 | 21.1 | 21.1 | 21.1 | 21.1 | 21.1 | 21.1 | 21.1 | 21.1 | 18.3 | 15.6 | 15.6 | 15.6 | 15.6 | 15.6 | 15.6 | 429.3 | 2146.5 | 111924.64
|  |  | Other | 15.6 | 15.6 | 15.6 | 15.6 | 15.6 | 15.6 | 15.6 | 15.6 | 15.6 | 15.6 | 15.6 | 15.6 | 15.6 | 15.6 | 15.6 | 15.6 | 15.6 | 15.6 | 15.6 | 15.6 | 15.6 | 15.6 | 15.6 | 15.6 | 374.4
OFF_CLGSETP_SCH | Temperature | Through 12/31 | WD | 29.4 | 29.4 | 29.4 | 29.4 | 29.4 | 29.4 | 29.4 | 26.7 | 23.9 | 23.9 | 23.9 | 23.9 | 23.9 | 23.9 | 23.9 | 23.9 | 23.9 | 26.7 | 29.4 | 29.4 | 29.4 | 29.4 | 29.4 | 29.4 | 650.7 | 3253.5 | 169646.79
|  |  | Other | 29.4 | 29.4 | 29.4 | 29.4 | 29.4 | 29.4 | 29.4 | 29.4 | 29.4 | 29.4 | 29.4 | 29.4 | 29.4 | 29.4 | 29.4 | 29.4 | 29.4 | 29.4 | 29.4 | 29.4 | 29.4 | 29.4 | 29.4 | 29.4 | 705.6
INFIL_SCH | Fraction | Through 12/31 | All | [24 empty] | 24 | 168 | 8760 | bar: 1 to 24
APT_DHW_SCH | Fraction | Through 12/31 | All | 0.08 | 0.04 | 0.01 | 0.01 | 0.04 | 0.27 | 0.94 | 1 | 0.96 | 0.84 | 0.76 | 0.61 | 0.53 | 0.47 | 0.41 | 0.47 | 0.55 | 0.73 | 0.86 | 0.82 | 0.75 | 0.61 | 0.53 | 0.29 | 12.58 | 88.06 | 4591.7
ALWAYS_ON | On/Off | Through 12/31 | All | [24 empty] | 24 | 168 | 8760 | bar: 1 to 24
ALWAYS_OFF | On/Off | Through 12/31 | All | 0 | 0 | 0 | 0 | 0 | 0 | 0 | 0 | 0 | 0 | 0 | 0 | 0 | 0 | 0 | 0 | 0 | 0 | 0 | 0 | 0 | 0 | 0 | 0 | 0 | 0 | 0
FAN_SCH | Any Number | Through 12/31 | All | [24 empty] | 24 | 168 | 8760 | bar: 1 to 24
CoolingCoilAvailSched | Any Number | Through 12/31 | All | [24 empty] | 24 | 168 | 8760 | bar: 1 to 24
Dual Zone Control Type Sched | Control Type | Through 12/31 | All | 4 | 4 | 4 | 4 | 4 | 4 | 4 | 4 | 4 | 4 | 4 | 4 | 4 | 4 | 4 | 4 | 4 | 4 | 4 | 4 | 4 | 4 | 4 | 4 | 96 | 672 | 35040
HVACOperationSchd | On/Off | Through 12/31 | All | [24 empty] | 24 | 168 | 8760 | bar: 1 to 24
MinOA_Sched | On/Off | Through 12/31 | All | [24 empty] | 24 | 168 | 8760 | bar: 1 to 24
ACTIVITY_SCH | Any Number | Through 12/31 | All | 120 | 120 | 120 | 120 | 120 | 120 | 120 | 120 | 120 | 120 | 120 | 120 | 120 | 120 | 120 | 120 | 120 | 120 | 120 | 120 | 120 | 120 | 120 | 120 | 2880 | 20160 | 1051200
WORK_EFF_SCH | Fraction | Through 12/31 | All | 0 | 0 | 0 | 0 | 0 | 0 | 0 | 0 | 0 | 0 | 0 | 0 | 0 | 0 | 0 | 0 | 0 | 0 | 0 | 0 | 0 | 0 | 0 | 0 | 0 | 0 | 0
AIR_VELO_SCH | Any Number | Through 12/31 | All | 0.2 | 0.2 | 0.2 | 0.2 | 0.2 | 0.2 | 0.2 | 0.2 | 0.2 | 0.2 | 0.2 | 0.2 | 0.2 | 0.2 | 0.2 | 0.2 | 0.2 | 0.2 | 0.2 | 0.2 | 0.2 | 0.2 | 0.2 | 0.2 | 4.8 | 33.6 | 1752
CLOTHING_SCH | Any Number | Through 04/30 | All | [24 empty] | 24 | 168 | 6924 | bar: 1 to 24
|  | Through 09/30 | All | 0.5 | 0.5 | 0.5 | 0.5 | 0.5 | 0.5 | 0.5 | 0.5 | 0.5 | 0.5 | 0.5 | 0.5 | 0.5 | 0.5 | 0.5 | 0.5 | 0.5 | 0.5 | 0.5 | 0.5 | 0.5 | 0.5 | 0.5 | 0.5 | 12 | 84
|  | Through 12/31 | All | [24 empty] | 24 | 168 | bar: 1 to 24
PlantOnSched | On/Off | Through 12/31 | All | [24 empty] | 24 | 168 | 8760 | bar: 1 to 24
BLDG_ELEVATORS | Fraction | Through 12/31 | All | 0.05 | 0.05 | 0.05 | 0.05 | 0.1 | 0.2 | 0.4 | 0.5 | 0.5 | 0.35 | 0.15 | 0.15 | 0.15 | 0.15 | 0.15 | 0.15 | 0.35 | 0.5 | 0.5 | 0.4 | 0.4 | 0.3 | 0.2 | 0.1 | 5.9 | 41.3 | 2153.5
G SW Apartment Water Equipment Latent fract sched | Fraction | Through 12/31 | All | 0.05 | 0.05 | 0.05 | 0.05 | 0.05 | 0.05 | 0.05 | 0.05 | 0.05 | 0.05 | 0.05 | 0.05 | 0.05 | 0.05 | 0.05 | 0.05 | 0.05 | 0.05 | 0.05 | 0.05 | 0.05 | 0.05 | 0.05 | 0.05 | 1.2 | 8.4 | 438
G SW Apartment Water Equipment Sensible fract sched | Fraction | Through 12/31 | All | 0.2 | 0.2 | 0.2 | 0.2 | 0.2 | 0.2 | 0.2 | 0.2 | 0.2 | 0.2 | 0.2 | 0.2 | 0.2 | 0.2 | 0.2 | 0.2 | 0.2 | 0.2 | 0.2 | 0.2 | 0.2 | 0.2 | 0.2 | 0.2 | 4.8 | 33.6 | 1752
G SW Apartment Water Equipment Temp Sched | Temperature | Through 12/31 | All | 48.9 | 48.9 | 48.9 | 48.9 | 48.9 | 48.9 | 48.9 | 48.9 | 48.9 | 48.9 | 48.9 | 48.9 | 48.9 | 48.9 | 48.9 | 48.9 | 48.9 | 48.9 | 48.9 | 48.9 | 48.9 | 48.9 | 48.9 | 48.9 | 1173.6 | 8215.2 | 428364
G SW Apartment Water Equipment Hot Supply Temp Sched | Temperature | Through 12/31 | All | 55 | 55 | 55 | 55 | 55 | 55 | 55 | 55 | 55 | 55 | 55 | 55 | 55 | 55 | 55 | 55 | 55 | 55 | 55 | 55 | 55 | 55 | 55 | 55 | 1320 | 9240 | 481800
G NW Apartment Water Equipment Latent fract sched | Fraction | Through 12/31 | All | 0.05 | 0.05 | 0.05 | 0.05 | 0.05 | 0.05 | 0.05 | 0.05 | 0.05 | 0.05 | 0.05 | 0.05 | 0.05 | 0.05 | 0.05 | 0.05 | 0.05 | 0.05 | 0.05 | 0.05 | 0.05 | 0.05 | 0.05 | 0.05 | 1.2 | 8.4 | 438
G NW Apartment Water Equipment Sensible fract sched | Fraction | Through 12/31 | All | 0.2 | 0.2 | 0.2 | 0.2 | 0.2 | 0.2 | 0.2 | 0.2 | 0.2 | 0.2 | 0.2 | 0.2 | 0.2 | 0.2 | 0.2 | 0.2 | 0.2 | 0.2 | 0.2 | 0.2 | 0.2 | 0.2 | 0.2 | 0.2 | 4.8 | 33.6 | 1752
G NW Apartment Water Equipment Temp Sched | Temperature | Through 12/31 | All | 48.9 | 48.9 | 48.9 | 48.9 | 48.9 | 48.9 | 48.9 | 48.9 | 48.9 | 48.9 | 48.9 | 48.9 | 48.9 | 48.9 | 48.9 | 48.9 | 48.9 | 48.9 | 48.9 | 48.9 | 48.9 | 48.9 | 48.9 | 48.9 | 1173.6 | 8215.2 | 428364
G NW Apartment Water Equipment Hot Supply Temp Sched | Temperature | Through 12/31 | All | 55 | 55 | 55 | 55 | 55 | 55 | 55 | 55 | 55 | 55 | 55 | 55 | 55 | 55 | 55 | 55 | 55 | 55 | 55 | 55 | 55 | 55 | 55 | 55 | 1320 | 9240 | 481800
G NE Apartment Water Equipment Latent fract sched | Fraction | Through 12/31 | All | 0.05 | 0.05 | 0.05 | 0.05 | 0.05 | 0.05 | 0.05 | 0.05 | 0.05 | 0.05 | 0.05 | 0.05 | 0.05 | 0.05 | 0.05 | 0.05 | 0.05 | 0.05 | 0.05 | 0.05 | 0.05 | 0.05 | 0.05 | 0.05 | 1.2 | 8.4 | 438
G NE Apartment Water Equipment Sensible fract sched | Fraction | Through 12/31 | All | 0.2 | 0.2 | 0.2 | 0.2 | 0.2 | 0.2 | 0.2 | 0.2 | 0.2 | 0.2 | 0.2 | 0.2 | 0.2 | 0.2 | 0.2 | 0.2 | 0.2 | 0.2 | 0.2 | 0.2 | 0.2 | 0.2 | 0.2 | 0.2 | 4.8 | 33.6 | 1752
G NE Apartment Water Equipment Temp Sched | Temperature | Through 12/31 | All | 48.9 | 48.9 | 48.9 | 48.9 | 48.9 | 48.9 | 48.9 | 48.9 | 48.9 | 48.9 | 48.9 | 48.9 | 48.9 | 48.9 | 48.9 | 48.9 | 48.9 | 48.9 | 48.9 | 48.9 | 48.9 | 48.9 | 48.9 | 48.9 | 1173.6 | 8215.2 | 428364
G NE Apartment Water Equipment Hot Supply Temp Sched | Temperature | Through 12/31 | All | 55 | 55 | 55 | 55 | 55 | 55 | 55 | 55 | 55 | 55 | 55 | 55 | 55 | 55 | 55 | 55 | 55 | 55 | 55 | 55 | 55 | 55 | 55 | 55 | 1320 | 9240 | 481800
G N1 Apartment Water Equipment Latent fract sched | Fraction | Through 12/31 | All | 0.05 | 0.05 | 0.05 | 0.05 | 0.05 | 0.05 | 0.05 | 0.05 | 0.05 | 0.05 | 0.05 | 0.05 | 0.05 | 0.05 | 0.05 | 0.05 | 0.05 | 0.05 | 0.05 | 0.05 | 0.05 | 0.05 | 0.05 | 0.05 | 1.2 | 8.4 | 438
G N1 Apartment Water Equipment Sensible fract sched | Fraction | Through 12/31 | All | 0.2 | 0.2 | 0.2 | 0.2 | 0.2 | 0.2 | 0.2 | 0.2 | 0.2 | 0.2 | 0.2 | 0.2 | 0.2 | 0.2 | 0.2 | 0.2 | 0.2 | 0.2 | 0.2 | 0.2 | 0.2 | 0.2 | 0.2 | 0.2 | 4.8 | 33.6 | 1752
G N1 Apartment Water Equipment Temp Sched | Temperature | Through 12/31 | All | 48.9 | 48.9 | 48.9 | 48.9 | 48.9 | 48.9 | 48.9 | 48.9 | 48.9 | 48.9 | 48.9 | 48.9 | 48.9 | 48.9 | 48.9 | 48.9 | 48.9 | 48.9 | 48.9 | 48.9 | 48.9 | 48.9 | 48.9 | 48.9 | 1173.6 | 8215.2 | 428364
G N1 Apartment Water Equipment Hot Supply Temp Sched | Temperature | Through 12/31 | All | 55 | 55 | 55 | 55 | 55 | 55 | 55 | 55 | 55 | 55 | 55 | 55 | 55 | 55 | 55 | 55 | 55 | 55 | 55 | 55 | 55 | 55 | 55 | 55 | 1320 | 9240 | 481800
G N2 Apartment Water Equipment Latent fract sched | Fraction | Through 12/31 | All | 0.05 | 0.05 | 0.05 | 0.05 | 0.05 | 0.05 | 0.05 | 0.05 | 0.05 | 0.05 | 0.05 | 0.05 | 0.05 | 0.05 | 0.05 | 0.05 | 0.05 | 0.05 | 0.05 | 0.05 | 0.05 | 0.05 | 0.05 | 0.05 | 1.2 | 8.4 | 438
G N2 Apartment Water Equipment Sensible fract sched | Fraction | Through 12/31 | All | 0.2 | 0.2 | 0.2 | 0.2 | 0.2 | 0.2 | 0.2 | 0.2 | 0.2 | 0.2 | 0.2 | 0.2 | 0.2 | 0.2 | 0.2 | 0.2 | 0.2 | 0.2 | 0.2 | 0.2 | 0.2 | 0.2 | 0.2 | 0.2 | 4.8 | 33.6 | 1752
G N2 Apartment Water Equipment Temp Sched | Temperature | Through 12/31 | All | 48.9 | 48.9 | 48.9 | 48.9 | 48.9 | 48.9 | 48.9 | 48.9 | 48.9 | 48.9 | 48.9 | 48.9 | 48.9 | 48.9 | 48.9 | 48.9 | 48.9 | 48.9 | 48.9 | 48.9 | 48.9 | 48.9 | 48.9 | 48.9 | 1173.6 | 8215.2 | 428364
G N2 Apartment Water Equipment Hot Supply Temp Sched | Temperature | Through 12/31 | All | 55 | 55 | 55 | 55 | 55 | 55 | 55 | 55 | 55 | 55 | 55 | 55 | 55 | 55 | 55 | 55 | 55 | 55 | 55 | 55 | 55 | 55 | 55 | 55 | 1320 | 9240 | 481800
G S1 Apartment Water Equipment Latent fract sched | Fraction | Through 12/31 | All | 0.05 | 0.05 | 0.05 | 0.05 | 0.05 | 0.05 | 0.05 | 0.05 | 0.05 | 0.05 | 0.05 | 0.05 | 0.05 | 0.05 | 0.05 | 0.05 | 0.05 | 0.05 | 0.05 | 0.05 | 0.05 | 0.05 | 0.05 | 0.05 | 1.2 | 8.4 | 438
G S1 Apartment Water Equipment Sensible fract sched | Fraction | Through 12/31 | All | 0.2 | 0.2 | 0.2 | 0.2 | 0.2 | 0.2 | 0.2 | 0.2 | 0.2 | 0.2 | 0.2 | 0.2 | 0.2 | 0.2 | 0.2 | 0.2 | 0.2 | 0.2 | 0.2 | 0.2 | 0.2 | 0.2 | 0.2 | 0.2 | 4.8 | 33.6 | 1752
G S1 Apartment Water Equipment Temp Sched | Temperature | Through 12/31 | All | 48.9 | 48.9 | 48.9 | 48.9 | 48.9 | 48.9 | 48.9 | 48.9 | 48.9 | 48.9 | 48.9 | 48.9 | 48.9 | 48.9 | 48.9 | 48.9 | 48.9 | 48.9 | 48.9 | 48.9 | 48.9 | 48.9 | 48.9 | 48.9 | 1173.6 | 8215.2 | 428364
G S1 Apartment Water Equipment Hot Supply Temp Sched | Temperature | Through 12/31 | All | 55 | 55 | 55 | 55 | 55 | 55 | 55 | 55 | 55 | 55 | 55 | 55 | 55 | 55 | 55 | 55 | 55 | 55 | 55 | 55 | 55 | 55 | 55 | 55 | 1320 | 9240 | 481800
G S2 Apartment Water Equipment Latent fract sched | Fraction | Through 12/31 | All | 0.05 | 0.05 | 0.05 | 0.05 | 0.05 | 0.05 | 0.05 | 0.05 | 0.05 | 0.05 | 0.05 | 0.05 | 0.05 | 0.05 | 0.05 | 0.05 | 0.05 | 0.05 | 0.05 | 0.05 | 0.05 | 0.05 | 0.05 | 0.05 | 1.2 | 8.4 | 438
G S2 Apartment Water Equipment Sensible fract sched | Fraction | Through 12/31 | All | 0.2 | 0.2 | 0.2 | 0.2 | 0.2 | 0.2 | 0.2 | 0.2 | 0.2 | 0.2 | 0.2 | 0.2 | 0.2 | 0.2 | 0.2 | 0.2 | 0.2 | 0.2 | 0.2 | 0.2 | 0.2 | 0.2 | 0.2 | 0.2 | 4.8 | 33.6 | 1752
G S2 Apartment Water Equipment Temp Sched | Temperature | Through 12/31 | All | 48.9 | 48.9 | 48.9 | 48.9 | 48.9 | 48.9 | 48.9 | 48.9 | 48.9 | 48.9 | 48.9 | 48.9 | 48.9 | 48.9 | 48.9 | 48.9 | 48.9 | 48.9 | 48.9 | 48.9 | 48.9 | 48.9 | 48.9 | 48.9 | 1173.6 | 8215.2 | 428364
G S2 Apartment Water Equipment Hot Supply Temp Sched | Temperature | Through 12/31 | All | 55 | 55 | 55 | 55 | 55 | 55 | 55 | 55 | 55 | 55 | 55 | 55 | 55 | 55 | 55 | 55 | 55 | 55 | 55 | 55 | 55 | 55 | 55 | 55 | 1320 | 9240 | 481800
M SW Apartment Water Equipment Latent fract sched | Fraction | Through 12/31 | All | 0.05 | 0.05 | 0.05 | 0.05 | 0.05 | 0.05 | 0.05 | 0.05 | 0.05 | 0.05 | 0.05 | 0.05 | 0.05 | 0.05 | 0.05 | 0.05 | 0.05 | 0.05 | 0.05 | 0.05 | 0.05 | 0.05 | 0.05 | 0.05 | 1.2 | 8.4 | 438
M SW Apartment Water Equipment Sensible fract sched | Fraction | Through 12/31 | All | 0.2 | 0.2 | 0.2 | 0.2 | 0.2 | 0.2 | 0.2 | 0.2 | 0.2 | 0.2 | 0.2 | 0.2 | 0.2 | 0.2 | 0.2 | 0.2 | 0.2 | 0.2 | 0.2 | 0.2 | 0.2 | 0.2 | 0.2 | 0.2 | 4.8 | 33.6 | 1752
M SW Apartment Water Equipment Temp Sched | Temperature | Through 12/31 | All | 48.9 | 48.9 | 48.9 | 48.9 | 48.9 | 48.9 | 48.9 | 48.9 | 48.9 | 48.9 | 48.9 | 48.9 | 48.9 | 48.9 | 48.9 | 48.9 | 48.9 | 48.9 | 48.9 | 48.9 | 48.9 | 48.9 | 48.9 | 48.9 | 1173.6 | 8215.2 | 428364
M SW Apartment Water Equipment Hot Supply Temp Sched | Temperature | Through 12/31 | All | 55 | 55 | 55 | 55 | 55 | 55 | 55 | 55 | 55 | 55 | 55 | 55 | 55 | 55 | 55 | 55 | 55 | 55 | 55 | 55 | 55 | 55 | 55 | 55 | 1320 | 9240 | 481800
M NW Apartment Water Equipment Latent fract sched | Fraction | Through 12/31 | All | 0.05 | 0.05 | 0.05 | 0.05 | 0.05 | 0.05 | 0.05 | 0.05 | 0.05 | 0.05 | 0.05 | 0.05 | 0.05 | 0.05 | 0.05 | 0.05 | 0.05 | 0.05 | 0.05 | 0.05 | 0.05 | 0.05 | 0.05 | 0.05 | 1.2 | 8.4 | 438
M NW Apartment Water Equipment Sensible fract sched | Fraction | Through 12/31 | All | 0.2 | 0.2 | 0.2 | 0.2 | 0.2 | 0.2 | 0.2 | 0.2 | 0.2 | 0.2 | 0.2 | 0.2 | 0.2 | 0.2 | 0.2 | 0.2 | 0.2 | 0.2 | 0.2 | 0.2 | 0.2 | 0.2 | 0.2 | 0.2 | 4.8 | 33.6 | 1752
M NW Apartment Water Equipment Temp Sched | Temperature | Through 12/31 | All | 48.9 | 48.9 | 48.9 | 48.9 | 48.9 | 48.9 | 48.9 | 48.9 | 48.9 | 48.9 | 48.9 | 48.9 | 48.9 | 48.9 | 48.9 | 48.9 | 48.9 | 48.9 | 48.9 | 48.9 | 48.9 | 48.9 | 48.9 | 48.9 | 1173.6 | 8215.2 | 428364
M NW Apartment Water Equipment Hot Supply Temp Sched | Temperature | Through 12/31 | All | 55 | 55 | 55 | 55 | 55 | 55 | 55 | 55 | 55 | 55 | 55 | 55 | 55 | 55 | 55 | 55 | 55 | 55 | 55 | 55 | 55 | 55 | 55 | 55 | 1320 | 9240 | 481800
M SE Apartment Water Equipment Latent fract sched | Fraction | Through 12/31 | All | 0.05 | 0.05 | 0.05 | 0.05 | 0.05 | 0.05 | 0.05 | 0.05 | 0.05 | 0.05 | 0.05 | 0.05 | 0.05 | 0.05 | 0.05 | 0.05 | 0.05 | 0.05 | 0.05 | 0.05 | 0.05 | 0.05 | 0.05 | 0.05 | 1.2 | 8.4 | 438
M SE Apartment Water Equipment Sensible fract sched | Fraction | Through 12/31 | All | 0.2 | 0.2 | 0.2 | 0.2 | 0.2 | 0.2 | 0.2 | 0.2 | 0.2 | 0.2 | 0.2 | 0.2 | 0.2 | 0.2 | 0.2 | 0.2 | 0.2 | 0.2 | 0.2 | 0.2 | 0.2 | 0.2 | 0.2 | 0.2 | 4.8 | 33.6 | 1752
M SE Apartment Water Equipment Temp Sched | Temperature | Through 12/31 | All | 48.9 | 48.9 | 48.9 | 48.9 | 48.9 | 48.9 | 48.9 | 48.9 | 48.9 | 48.9 | 48.9 | 48.9 | 48.9 | 48.9 | 48.9 | 48.9 | 48.9 | 48.9 | 48.9 | 48.9 | 48.9 | 48.9 | 48.9 | 48.9 | 1173.6 | 8215.2 | 428364
M SE Apartment Water Equipment Hot Supply Temp Sched | Temperature | Through 12/31 | All | 55 | 55 | 55 | 55 | 55 | 55 | 55 | 55 | 55 | 55 | 55 | 55 | 55 | 55 | 55 | 55 | 55 | 55 | 55 | 55 | 55 | 55 | 55 | 55 | 1320 | 9240 | 481800
M NE Apartment Water Equipment Latent fract sched | Fraction | Through 12/31 | All | 0.05 | 0.05 | 0.05 | 0.05 | 0.05 | 0.05 | 0.05 | 0.05 | 0.05 | 0.05 | 0.05 | 0.05 | 0.05 | 0.05 | 0.05 | 0.05 | 0.05 | 0.05 | 0.05 | 0.05 | 0.05 | 0.05 | 0.05 | 0.05 | 1.2 | 8.4 | 438
M NE Apartment Water Equipment Sensible fract sched | Fraction | Through 12/31 | All | 0.2 | 0.2 | 0.2 | 0.2 | 0.2 | 0.2 | 0.2 | 0.2 | 0.2 | 0.2 | 0.2 | 0.2 | 0.2 | 0.2 | 0.2 | 0.2 | 0.2 | 0.2 | 0.2 | 0.2 | 0.2 | 0.2 | 0.2 | 0.2 | 4.8 | 33.6 | 1752
M NE Apartment Water Equipment Temp Sched | Temperature | Through 12/31 | All | 48.9 | 48.9 | 48.9 | 48.9 | 48.9 | 48.9 | 48.9 | 48.9 | 48.9 | 48.9 | 48.9 | 48.9 | 48.9 | 48.9 | 48.9 | 48.9 | 48.9 | 48.9 | 48.9 | 48.9 | 48.9 | 48.9 | 48.9 | 48.9 | 1173.6 | 8215.2 | 428364
M NE Apartment Water Equipment Hot Supply Temp Sched | Temperature | Through 12/31 | All | 55 | 55 | 55 | 55 | 55 | 55 | 55 | 55 | 55 | 55 | 55 | 55 | 55 | 55 | 55 | 55 | 55 | 55 | 55 | 55 | 55 | 55 | 55 | 55 | 1320 | 9240 | 481800
M N1 Apartment Water Equipment Latent fract sched | Fraction | Through 12/31 | All | 0.05 | 0.05 | 0.05 | 0.05 | 0.05 | 0.05 | 0.05 | 0.05 | 0.05 | 0.05 | 0.05 | 0.05 | 0.05 | 0.05 | 0.05 | 0.05 | 0.05 | 0.05 | 0.05 | 0.05 | 0.05 | 0.05 | 0.05 | 0.05 | 1.2 | 8.4 | 438
M N1 Apartment Water Equipment Sensible fract sched | Fraction | Through 12/31 | All | 0.2 | 0.2 | 0.2 | 0.2 | 0.2 | 0.2 | 0.2 | 0.2 | 0.2 | 0.2 | 0.2 | 0.2 | 0.2 | 0.2 | 0.2 | 0.2 | 0.2 | 0.2 | 0.2 | 0.2 | 0.2 | 0.2 | 0.2 | 0.2 | 4.8 | 33.6 | 1752
M N1 Apartment Water Equipment Temp Sched | Temperature | Through 12/31 | All | 48.9 | 48.9 | 48.9 | 48.9 | 48.9 | 48.9 | 48.9 | 48.9 | 48.9 | 48.9 | 48.9 | 48.9 | 48.9 | 48.9 | 48.9 | 48.9 | 48.9 | 48.9 | 48.9 | 48.9 | 48.9 | 48.9 | 48.9 | 48.9 | 1173.6 | 8215.2 | 428364
M N1 Apartment Water Equipment Hot Supply Temp Sched | Temperature | Through 12/31 | All | 55 | 55 | 55 | 55 | 55 | 55 | 55 | 55 | 55 | 55 | 55 | 55 | 55 | 55 | 55 | 55 | 55 | 55 | 55 | 55 | 55 | 55 | 55 | 55 | 1320 | 9240 | 481800
M N2 Apartment Water Equipment Latent fract sched | Fraction | Through 12/31 | All | 0.05 | 0.05 | 0.05 | 0.05 | 0.05 | 0.05 | 0.05 | 0.05 | 0.05 | 0.05 | 0.05 | 0.05 | 0.05 | 0.05 | 0.05 | 0.05 | 0.05 | 0.05 | 0.05 | 0.05 | 0.05 | 0.05 | 0.05 | 0.05 | 1.2 | 8.4 | 438
M N2 Apartment Water Equipment Sensible fract sched | Fraction | Through 12/31 | All | 0.2 | 0.2 | 0.2 | 0.2 | 0.2 | 0.2 | 0.2 | 0.2 | 0.2 | 0.2 | 0.2 | 0.2 | 0.2 | 0.2 | 0.2 | 0.2 | 0.2 | 0.2 | 0.2 | 0.2 | 0.2 | 0.2 | 0.2 | 0.2 | 4.8 | 33.6 | 1752
M N2 Apartment Water Equipment Temp Sched | Temperature | Through 12/31 | All | 48.9 | 48.9 | 48.9 | 48.9 | 48.9 | 48.9 | 48.9 | 48.9 | 48.9 | 48.9 | 48.9 | 48.9 | 48.9 | 48.9 | 48.9 | 48.9 | 48.9 | 48.9 | 48.9 | 48.9 | 48.9 | 48.9 | 48.9 | 48.9 | 1173.6 | 8215.2 | 428364
M N2 Apartment Water Equipment Hot Supply Temp Sched | Temperature | Through 12/31 | All | 55 | 55 | 55 | 55 | 55 | 55 | 55 | 55 | 55 | 55 | 55 | 55 | 55 | 55 | 55 | 55 | 55 | 55 | 55 | 55 | 55 | 55 | 55 | 55 | 1320 | 9240 | 481800
M S1 Apartment Water Equipment Latent fract sched | Fraction | Through 12/31 | All | 0.05 | 0.05 | 0.05 | 0.05 | 0.05 | 0.05 | 0.05 | 0.05 | 0.05 | 0.05 | 0.05 | 0.05 | 0.05 | 0.05 | 0.05 | 0.05 | 0.05 | 0.05 | 0.05 | 0.05 | 0.05 | 0.05 | 0.05 | 0.05 | 1.2 | 8.4 | 438
M S1 Apartment Water Equipment Sensible fract sched | Fraction | Through 12/31 | All | 0.2 | 0.2 | 0.2 | 0.2 | 0.2 | 0.2 | 0.2 | 0.2 | 0.2 | 0.2 | 0.2 | 0.2 | 0.2 | 0.2 | 0.2 | 0.2 | 0.2 | 0.2 | 0.2 | 0.2 | 0.2 | 0.2 | 0.2 | 0.2 | 4.8 | 33.6 | 1752
M S1 Apartment Water Equipment Temp Sched | Temperature | Through 12/31 | All | 48.9 | 48.9 | 48.9 | 48.9 | 48.9 | 48.9 | 48.9 | 48.9 | 48.9 | 48.9 | 48.9 | 48.9 | 48.9 | 48.9 | 48.9 | 48.9 | 48.9 | 48.9 | 48.9 | 48.9 | 48.9 | 48.9 | 48.9 | 48.9 | 1173.6 | 8215.2 | 428364
M S1 Apartment Water Equipment Hot Supply Temp Sched | Temperature | Through 12/31 | All | 55 | 55 | 55 | 55 | 55 | 55 | 55 | 55 | 55 | 55 | 55 | 55 | 55 | 55 | 55 | 55 | 55 | 55 | 55 | 55 | 55 | 55 | 55 | 55 | 1320 | 9240 | 481800
M S2 Apartment Water Equipment Latent fract sched | Fraction | Through 12/31 | All | 0.05 | 0.05 | 0.05 | 0.05 | 0.05 | 0.05 | 0.05 | 0.05 | 0.05 | 0.05 | 0.05 | 0.05 | 0.05 | 0.05 | 0.05 | 0.05 | 0.05 | 0.05 | 0.05 | 0.05 | 0.05 | 0.05 | 0.05 | 0.05 | 1.2 | 8.4 | 438
M S2 Apartment Water Equipment Sensible fract sched | Fraction | Through 12/31 | All | 0.2 | 0.2 | 0.2 | 0.2 | 0.2 | 0.2 | 0.2 | 0.2 | 0.2 | 0.2 | 0.2 | 0.2 | 0.2 | 0.2 | 0.2 | 0.2 | 0.2 | 0.2 | 0.2 | 0.2 | 0.2 | 0.2 | 0.2 | 0.2 | 4.8 | 33.6 | 1752
M S2 Apartment Water Equipment Temp Sched | Temperature | Through 12/31 | All | 48.9 | 48.9 | 48.9 | 48.9 | 48.9 | 48.9 | 48.9 | 48.9 | 48.9 | 48.9 | 48.9 | 48.9 | 48.9 | 48.9 | 48.9 | 48.9 | 48.9 | 48.9 | 48.9 | 48.9 | 48.9 | 48.9 | 48.9 | 48.9 | 1173.6 | 8215.2 | 428364
M S2 Apartment Water Equipment Hot Supply Temp Sched | Temperature | Through 12/31 | All | 55 | 55 | 55 | 55 | 55 | 55 | 55 | 55 | 55 | 55 | 55 | 55 | 55 | 55 | 55 | 55 | 55 | 55 | 55 | 55 | 55 | 55 | 55 | 55 | 1320 | 9240 | 481800
T SW Apartment Water Equipment Latent fract sched | Fraction | Through 12/31 | All | 0.05 | 0.05 | 0.05 | 0.05 | 0.05 | 0.05 | 0.05 | 0.05 | 0.05 | 0.05 | 0.05 | 0.05 | 0.05 | 0.05 | 0.05 | 0.05 | 0.05 | 0.05 | 0.05 | 0.05 | 0.05 | 0.05 | 0.05 | 0.05 | 1.2 | 8.4 | 438
T SW Apartment Water Equipment Sensible fract sched | Fraction | Through 12/31 | All | 0.2 | 0.2 | 0.2 | 0.2 | 0.2 | 0.2 | 0.2 | 0.2 | 0.2 | 0.2 | 0.2 | 0.2 | 0.2 | 0.2 | 0.2 | 0.2 | 0.2 | 0.2 | 0.2 | 0.2 | 0.2 | 0.2 | 0.2 | 0.2 | 4.8 | 33.6 | 1752
T SW Apartment Water Equipment Temp Sched | Temperature | Through 12/31 | All | 48.9 | 48.9 | 48.9 | 48.9 | 48.9 | 48.9 | 48.9 | 48.9 | 48.9 | 48.9 | 48.9 | 48.9 | 48.9 | 48.9 | 48.9 | 48.9 | 48.9 | 48.9 | 48.9 | 48.9 | 48.9 | 48.9 | 48.9 | 48.9 | 1173.6 | 8215.2 | 428364
T SW Apartment Water Equipment Hot Supply Temp Sched | Temperature | Through 12/31 | All | 55 | 55 | 55 | 55 | 55 | 55 | 55 | 55 | 55 | 55 | 55 | 55 | 55 | 55 | 55 | 55 | 55 | 55 | 55 | 55 | 55 | 55 | 55 | 55 | 1320 | 9240 | 481800
T NW Apartment Water Equipment Latent fract sched | Fraction | Through 12/31 | All | 0.05 | 0.05 | 0.05 | 0.05 | 0.05 | 0.05 | 0.05 | 0.05 | 0.05 | 0.05 | 0.05 | 0.05 | 0.05 | 0.05 | 0.05 | 0.05 | 0.05 | 0.05 | 0.05 | 0.05 | 0.05 | 0.05 | 0.05 | 0.05 | 1.2 | 8.4 | 438
T NW Apartment Water Equipment Sensible fract sched | Fraction | Through 12/31 | All | 0.2 | 0.2 | 0.2 | 0.2 | 0.2 | 0.2 | 0.2 | 0.2 | 0.2 | 0.2 | 0.2 | 0.2 | 0.2 | 0.2 | 0.2 | 0.2 | 0.2 | 0.2 | 0.2 | 0.2 | 0.2 | 0.2 | 0.2 | 0.2 | 4.8 | 33.6 | 1752
T NW Apartment Water Equipment Temp Sched | Temperature | Through 12/31 | All | 48.9 | 48.9 | 48.9 | 48.9 | 48.9 | 48.9 | 48.9 | 48.9 | 48.9 | 48.9 | 48.9 | 48.9 | 48.9 | 48.9 | 48.9 | 48.9 | 48.9 | 48.9 | 48.9 | 48.9 | 48.9 | 48.9 | 48.9 | 48.9 | 1173.6 | 8215.2 | 428364
T NW Apartment Water Equipment Hot Supply Temp Sched | Temperature | Through 12/31 | All | 55 | 55 | 55 | 55 | 55 | 55 | 55 | 55 | 55 | 55 | 55 | 55 | 55 | 55 | 55 | 55 | 55 | 55 | 55 | 55 | 55 | 55 | 55 | 55 | 1320 | 9240 | 481800
T SE Apartment Water Equipment Latent fract sched | Fraction | Through 12/31 | All | 0.05 | 0.05 | 0.05 | 0.05 | 0.05 | 0.05 | 0.05 | 0.05 | 0.05 | 0.05 | 0.05 | 0.05 | 0.05 | 0.05 | 0.05 | 0.05 | 0.05 | 0.05 | 0.05 | 0.05 | 0.05 | 0.05 | 0.05 | 0.05 | 1.2 | 8.4 | 438
T SE Apartment Water Equipment Sensible fract sched | Fraction | Through 12/31 | All | 0.2 | 0.2 | 0.2 | 0.2 | 0.2 | 0.2 | 0.2 | 0.2 | 0.2 | 0.2 | 0.2 | 0.2 | 0.2 | 0.2 | 0.2 | 0.2 | 0.2 | 0.2 | 0.2 | 0.2 | 0.2 | 0.2 | 0.2 | 0.2 | 4.8 | 33.6 | 1752
T SE Apartment Water Equipment Temp Sched | Temperature | Through 12/31 | All | 48.9 | 48.9 | 48.9 | 48.9 | 48.9 | 48.9 | 48.9 | 48.9 | 48.9 | 48.9 | 48.9 | 48.9 | 48.9 | 48.9 | 48.9 | 48.9 | 48.9 | 48.9 | 48.9 | 48.9 | 48.9 | 48.9 | 48.9 | 48.9 | 1173.6 | 8215.2 | 428364
T SE Apartment Water Equipment Hot Supply Temp Sched | Temperature | Through 12/31 | All | 55 | 55 | 55 | 55 | 55 | 55 | 55 | 55 | 55 | 55 | 55 | 55 | 55 | 55 | 55 | 55 | 55 | 55 | 55 | 55 | 55 | 55 | 55 | 55 | 1320 | 9240 | 481800
T NE Apartment Water Equipment Latent fract sched | Fraction | Through 12/31 | All | 0.05 | 0.05 | 0.05 | 0.05 | 0.05 | 0.05 | 0.05 | 0.05 | 0.05 | 0.05 | 0.05 | 0.05 | 0.05 | 0.05 | 0.05 | 0.05 | 0.05 | 0.05 | 0.05 | 0.05 | 0.05 | 0.05 | 0.05 | 0.05 | 1.2 | 8.4 | 438
T NE Apartment Water Equipment Sensible fract sched | Fraction | Through 12/31 | All | 0.2 | 0.2 | 0.2 | 0.2 | 0.2 | 0.2 | 0.2 | 0.2 | 0.2 | 0.2 | 0.2 | 0.2 | 0.2 | 0.2 | 0.2 | 0.2 | 0.2 | 0.2 | 0.2 | 0.2 | 0.2 | 0.2 | 0.2 | 0.2 | 4.8 | 33.6 | 1752
T NE Apartment Water Equipment Temp Sched | Temperature | Through 12/31 | All | 48.9 | 48.9 | 48.9 | 48.9 | 48.9 | 48.9 | 48.9 | 48.9 | 48.9 | 48.9 | 48.9 | 48.9 | 48.9 | 48.9 | 48.9 | 48.9 | 48.9 | 48.9 | 48.9 | 48.9 | 48.9 | 48.9 | 48.9 | 48.9 | 1173.6 | 8215.2 | 428364
T NE Apartment Water Equipment Hot Supply Temp Sched | Temperature | Through 12/31 | All | 55 | 55 | 55 | 55 | 55 | 55 | 55 | 55 | 55 | 55 | 55 | 55 | 55 | 55 | 55 | 55 | 55 | 55 | 55 | 55 | 55 | 55 | 55 | 55 | 1320 | 9240 | 481800
T N1 Apartment Water Equipment Latent fract sched | Fraction | Through 12/31 | All | 0.05 | 0.05 | 0.05 | 0.05 | 0.05 | 0.05 | 0.05 | 0.05 | 0.05 | 0.05 | 0.05 | 0.05 | 0.05 | 0.05 | 0.05 | 0.05 | 0.05 | 0.05 | 0.05 | 0.05 | 0.05 | 0.05 | 0.05 | 0.05 | 1.2 | 8.4 | 438
T N1 Apartment Water Equipment Sensible fract sched | Fraction | Through 12/31 | All | 0.2 | 0.2 | 0.2 | 0.2 | 0.2 | 0.2 | 0.2 | 0.2 | 0.2 | 0.2 | 0.2 | 0.2 | 0.2 | 0.2 | 0.2 | 0.2 | 0.2 | 0.2 | 0.2 | 0.2 | 0.2 | 0.2 | 0.2 | 0.2 | 4.8 | 33.6 | 1752
T N1 Apartment Water Equipment Temp Sched | Temperature | Through 12/31 | All | 48.9 | 48.9 | 48.9 | 48.9 | 48.9 | 48.9 | 48.9 | 48.9 | 48.9 | 48.9 | 48.9 | 48.9 | 48.9 | 48.9 | 48.9 | 48.9 | 48.9 | 48.9 | 48.9 | 48.9 | 48.9 | 48.9 | 48.9 | 48.9 | 1173.6 | 8215.2 | 428364
T N1 Apartment Water Equipment Hot Supply Temp Sched | Temperature | Through 12/31 | All | 55 | 55 | 55 | 55 | 55 | 55 | 55 | 55 | 55 | 55 | 55 | 55 | 55 | 55 | 55 | 55 | 55 | 55 | 55 | 55 | 55 | 55 | 55 | 55 | 1320 | 9240 | 481800
T N2 Apartment Water Equipment Latent fract sched | Fraction | Through 12/31 | All | 0.05 | 0.05 | 0.05 | 0.05 | 0.05 | 0.05 | 0.05 | 0.05 | 0.05 | 0.05 | 0.05 | 0.05 | 0.05 | 0.05 | 0.05 | 0.05 | 0.05 | 0.05 | 0.05 | 0.05 | 0.05 | 0.05 | 0.05 | 0.05 | 1.2 | 8.4 | 438
T N2 Apartment Water Equipment Sensible fract sched | Fraction | Through 12/31 | All | 0.2 | 0.2 | 0.2 | 0.2 | 0.2 | 0.2 | 0.2 | 0.2 | 0.2 | 0.2 | 0.2 | 0.2 | 0.2 | 0.2 | 0.2 | 0.2 | 0.2 | 0.2 | 0.2 | 0.2 | 0.2 | 0.2 | 0.2 | 0.2 | 4.8 | 33.6 | 1752
T N2 Apartment Water Equipment Temp Sched | Temperature | Through 12/31 | All | 48.9 | 48.9 | 48.9 | 48.9 | 48.9 | 48.9 | 48.9 | 48.9 | 48.9 | 48.9 | 48.9 | 48.9 | 48.9 | 48.9 | 48.9 | 48.9 | 48.9 | 48.9 | 48.9 | 48.9 | 48.9 | 48.9 | 48.9 | 48.9 | 1173.6 | 8215.2 | 428364
T N2 Apartment Water Equipment Hot Supply Temp Sched | Temperature | Through 12/31 | All | 55 | 55 | 55 | 55 | 55 | 55 | 55 | 55 | 55 | 55 | 55 | 55 | 55 | 55 | 55 | 55 | 55 | 55 | 55 | 55 | 55 | 55 | 55 | 55 | 1320 | 9240 | 481800
T S1 Apartment Water Equipment Latent fract sched | Fraction | Through 12/31 | All | 0.05 | 0.05 | 0.05 | 0.05 | 0.05 | 0.05 | 0.05 | 0.05 | 0.05 | 0.05 | 0.05 | 0.05 | 0.05 | 0.05 | 0.05 | 0.05 | 0.05 | 0.05 | 0.05 | 0.05 | 0.05 | 0.05 | 0.05 | 0.05 | 1.2 | 8.4 | 438
T S1 Apartment Water Equipment Sensible fract sched | Fraction | Through 12/31 | All | 0.2 | 0.2 | 0.2 | 0.2 | 0.2 | 0.2 | 0.2 | 0.2 | 0.2 | 0.2 | 0.2 | 0.2 | 0.2 | 0.2 | 0.2 | 0.2 | 0.2 | 0.2 | 0.2 | 0.2 | 0.2 | 0.2 | 0.2 | 0.2 | 4.8 | 33.6 | 1752
T S1 Apartment Water Equipment Temp Sched | Temperature | Through 12/31 | All | 48.9 | 48.9 | 48.9 | 48.9 | 48.9 | 48.9 | 48.9 | 48.9 | 48.9 | 48.9 | 48.9 | 48.9 | 48.9 | 48.9 | 48.9 | 48.9 | 48.9 | 48.9 | 48.9 | 48.9 | 48.9 | 48.9 | 48.9 | 48.9 | 1173.6 | 8215.2 | 428364
T S1 Apartment Water Equipment Hot Supply Temp Sched | Temperature | Through 12/31 | All | 55 | 55 | 55 | 55 | 55 | 55 | 55 | 55 | 55 | 55 | 55 | 55 | 55 | 55 | 55 | 55 | 55 | 55 | 55 | 55 | 55 | 55 | 55 | 55 | 1320 | 9240 | 481800
T S2 Apartment Water Equipment Latent fract sched | Fraction | Through 12/31 | All | 0.05 | 0.05 | 0.05 | 0.05 | 0.05 | 0.05 | 0.05 | 0.05 | 0.05 | 0.05 | 0.05 | 0.05 | 0.05 | 0.05 | 0.05 | 0.05 | 0.05 | 0.05 | 0.05 | 0.05 | 0.05 | 0.05 | 0.05 | 0.05 | 1.2 | 8.4 | 438
T S2 Apartment Water Equipment Sensible fract sched | Fraction | Through 12/31 | All | 0.2 | 0.2 | 0.2 | 0.2 | 0.2 | 0.2 | 0.2 | 0.2 | 0.2 | 0.2 | 0.2 | 0.2 | 0.2 | 0.2 | 0.2 | 0.2 | 0.2 | 0.2 | 0.2 | 0.2 | 0.2 | 0.2 | 0.2 | 0.2 | 4.8 | 33.6 | 1752
T S2 Apartment Water Equipment Temp Sched | Temperature | Through 12/31 | All | 48.9 | 48.9 | 48.9 | 48.9 | 48.9 | 48.9 | 48.9 | 48.9 | 48.9 | 48.9 | 48.9 | 48.9 | 48.9 | 48.9 | 48.9 | 48.9 | 48.9 | 48.9 | 48.9 | 48.9 | 48.9 | 48.9 | 48.9 | 48.9 | 1173.6 | 8215.2 | 428364
T S2 Apartment Water Equipment Hot Supply Temp Sched | Temperature | Through 12/31 | All | 55 | 55 | 55 | 55 | 55 | 55 | 55 | 55 | 55 | 55 | 55 | 55 | 55 | 55 | 55 | 55 | 55 | 55 | 55 | 55 | 55 | 55 | 55 | 55 | 1320 | 9240 | 481800
SHWSys1-Loop-Temp-Schedule | Temperature | Through 12/31 | All | 55 | 55 | 55 | 55 | 55 | 55 | 55 | 55 | 55 | 55 | 55 | 55 | 55 | 55 | 55 | 55 | 55 | 55 | 55 | 55 | 55 | 55 | 55 | 55 | 1320 | 9240 | 481800
SHWSys1 Water Heater Setpoint Temperature Schedule Name | Temperature | Through 12/31 | All | 60 | 60 | 60 | 60 | 60 | 60 | 60 | 60 | 60 | 60 | 60 | 60 | 60 | 60 | 60 | 60 | 60 | 60 | 60 | 60 | 60 | 60 | 60 | 60 | 1440 | 10080 | 525600
SHWSys1 Water Heater Ambient Temperature Schedule Name | Temperature | Through 12/31 | All | 22 | 22 | 22 | 22 | 22 | 22 | 22 | 22 | 22 | 22 | 22 | 22 | 22 | 22 | 22 | 22 | 22 | 22 | 22 | 22 | 22 | 22 | 22 | 22 | 528 | 3696 | 192720
Base_OccGuestRoom_HtgSP_Sch | Temperature | Through 12/31 | All | 21.1 | 21.1 | 21.1 | 21.1 | 21.1 | 21.1 | 21.1 | 21.1 | 21.1 | 21.1 | 21.1 | 21.1 | 21.1 | 21.1 | 21.1 | 21.1 | 21.1 | 21.1 | 21.1 | 21.1 | 21.1 | 21.1 | 21.1 | 21.1 | 506.4 | 3544.8 | 184836
Base_OccGuestRoom_ClgSP_Sch | Temperature | Through 12/31 | All | 21.1 | 21.1 | 21.1 | 21.1 | 21.1 | 21.1 | 21.1 | 21.1 | 21.1 | 21.1 | 21.1 | 21.1 | 21.1 | 21.1 | 21.1 | 21.1 | 21.1 | 21.1 | 21.1 | 21.1 | 21.1 | 21.1 | 21.1 | 21.1 | 506.4 | 3544.8 | 184836
VacGuestRoom_HtgSP_Sch | Temperature | Through 12/31 | All | 18.9 | 18.9 | 18.9 | 18.9 | 18.9 | 18.9 | 18.9 | 18.9 | 18.9 | 18.9 | 18.9 | 18.9 | 18.9 | 18.9 | 18.9 | 18.9 | 18.9 | 18.9 | 18.9 | 18.9 | 18.9 | 18.9 | 18.9 | 18.9 | 453.6 | 3175.2 | 165564
VacGuestRoom_ClgSP_Sch | Temperature | Through 12/31 | All | 23.3 | 23.3 | 23.3 | 23.3 | 23.3 | 23.3 | 23.3 | 23.3 | 23.3 | 23.3 | 23.3 | 23.3 | 23.3 | 23.3 | 23.3 | 23.3 | 23.3 | 23.3 | 23.3 | 23.3 | 23.3 | 23.3 | 23.3 | 23.3 | 559.2 | 3914.4 | 204108
CommonArea_HtgSP_Sch | Temperature | Through 12/31 | All | 21.1 | 21.1 | 21.1 | 21.1 | 21.1 | 21.1 | 21.1 | 21.1 | 21.1 | 21.1 | 21.1 | 21.1 | 21.1 | 21.1 | 21.1 | 21.1 | 21.1 | 21.1 | 21.1 | 21.1 | 21.1 | 21.1 | 21.1 | 21.1 | 506.4 | 3544.8 | 184836
CommonArea_ClgSP_Sch | Temperature | Through 12/31 | All | 23.9 | 23.9 | 23.9 | 23.9 | 23.9 | 23.9 | 23.9 | 23.9 | 23.9 | 23.9 | 23.9 | 23.9 | 23.9 | 23.9 | 23.9 | 23.9 | 23.9 | 23.9 | 23.9 | 23.9 | 23.9 | 23.9 | 23.9 | 23.9 | 573.6 | 4015.2 | 209364
Off During Unoccupied Period | On/Off | Through 12/31 | All | 0 | 0 | 0 | 0 | 0 | 0 | 0 | 0 | 1 | 1 | 1 | 1 | 1 | 1 | 1 | 1 | 1 | 1 | 0 | 0 | 0 | 0 | 0 | 0 | 10 | 70 | 3650
Humidity Setpoint Schedule | Humidity | Through 12/31 | WD, SummerDesign | 50 | 50 | 50 | 50 | 50 | 50 | 50 | 50 | 50 | 50 | 50 | 50 | 50 | 50 | 50 | 50 | 50 | 50 | 50 | 50 | 50 | 50 | 50 | 50 | 1200 | 8400 | 438000
|  |  | Sat, WinterDesign | 50 | 50 | 50 | 50 | 50 | 50 | 50 | 50 | 50 | 50 | 50 | 50 | 50 | 50 | 50 | 50 | 50 | 50 | 50 | 50 | 50 | 50 | 50 | 50 | 1200
|  |  | Sun, Hol, Other | 50 | 50 | 50 | 50 | 50 | 50 | 50 | 50 | 50 | 50 | 50 | 50 | 50 | 50 | 50 | 50 | 50 | 50 | 50 | 50 | 50 | 50 | 50 | 50 | 1200
MinOA_MotorizedDamper_Sched | Fraction | Through 12/31 | All | [24 empty] | 24 | 168 | 8760 | bar: 1 to 24
MinOA_Sched | Fraction | Through 12/31 | All | [24 empty] | 24 | 168 | 8760 | bar: 1 to 24
Dual Zone Control Type Sched | Control Type | Through 12/31 | All | 4 | 4 | 4 | 4 | 4 | 4 | 4 | 4 | 4 | 4 | 4 | 4 | 4 | 4 | 4 | 4 | 4 | 4 | 4 | 4 | 4 | 4 | 4 | 4 | 96 | 672 | 35040
Seasonal-Reset-Supply-Air-Temp-Sch | Temperature | Through 3/31 | All | 13 | 13 | 13 | 13 | 13 | 13 | 13 | 13 | 13 | 13 | 13 | 13 | 13 | 13 | 13 | 13 | 13 | 13 | 13 | 13 | 13 | 13 | 13 | 13 | 312 | 2184 | 113880
|  | Through 9/30 | All | 13 | 13 | 13 | 13 | 13 | 13 | 13 | 13 | 13 | 13 | 13 | 13 | 13 | 13 | 13 | 13 | 13 | 13 | 13 | 13 | 13 | 13 | 13 | 13 | 312 | 2184
|  | Through 12/31 | All | 13 | 13 | 13 | 13 | 13 | 13 | 13 | 13 | 13 | 13 | 13 | 13 | 13 | 13 | 13 | 13 | 13 | 13 | 13 | 13 | 13 | 13 | 13 | 13 | 312 | 2184
CW-Loop-Temp-Schedule | Temperature | Through 12/31 | All | 6.7 | 6.7 | 6.7 | 6.7 | 6.7 | 6.7 | 6.7 | 6.7 | 6.7 | 6.7 | 6.7 | 6.7 | 6.7 | 6.7 | 6.7 | 6.7 | 6.7 | 6.7 | 6.7 | 6.7 | 6.7 | 6.7 | 6.7 | 6.7 | 160.8 | 1125.6 | 58692
HW-Loop-Temp-Schedule | Temperature | Through 12/31 | All | 60 | 60 | 60 | 60 | 60 | 60 | 60 | 60 | 60 | 60 | 60 | 60 | 60 | 60 | 60 | 60 | 60 | 60 | 60 | 60 | 60 | 60 | 60 | 60 | 1440 | 10080 | 525600
Heating-Supply-Air-Temp-Sch | Temperature | Through 12/31 | All | 16 | 16 | 16 | 16 | 16 | 16 | 16 | 16 | 16 | 16 | 16 | 16 | 16 | 16 | 16 | 16 | 16 | 16 | 16 | 16 | 16 | 16 | 16 | 16 | 384 | 2688 | 140160
ACTIVITY_SCH | Any Number | Through 12/31 | All | 120 | 120 | 120 | 120 | 120 | 120 | 120 | 120 | 120 | 120 | 120 | 120 | 120 | 120 | 120 | 120 | 120 | 120 | 120 | 120 | 120 | 120 | 120 | 120 | 2880 | 20160 | 1051200
WORK_EFF_SCH | Fraction | Through 12/31 | All | 0 | 0 | 0 | 0 | 0 | 0 | 0 | 0 | 0 | 0 | 0 | 0 | 0 | 0 | 0 | 0 | 0 | 0 | 0 | 0 | 0 | 0 | 0 | 0 | 0 | 0 | 0
AIR_VELO_SCH | Any Number | Through 12/31 | All | 0.2 | 0.2 | 0.2 | 0.2 | 0.2 | 0.2 | 0.2 | 0.2 | 0.2 | 0.2 | 0.2 | 0.2 | 0.2 | 0.2 | 0.2 | 0.2 | 0.2 | 0.2 | 0.2 | 0.2 | 0.2 | 0.2 | 0.2 | 0.2 | 4.8 | 33.6 | 1752
CLOTHING_SCH | Any Number | Through 04/30 | All | [24 empty] | 24 | 168 | 6924 | bar: 1 to 24
|  | Through 09/30 | All | 0.5 | 0.5 | 0.5 | 0.5 | 0.5 | 0.5 | 0.5 | 0.5 | 0.5 | 0.5 | 0.5 | 0.5 | 0.5 | 0.5 | 0.5 | 0.5 | 0.5 | 0.5 | 0.5 | 0.5 | 0.5 | 0.5 | 0.5 | 0.5 | 12 | 84
|  | Through 12/31 | All | [24 empty] | 24 | 168 | bar: 1 to 24
SHADING_SCH | Any Number | Through 12/31 | All | 0 | 0 | 0 | 0 | 0 | 0 | 0 | 0 | 0 | 0 | 0 | 0 | 0 | 0 | 0 | 0 | 0 | 0 | 0 | 0 | 0 | 0 | 0 | 0 | 0 | 0 | 0
Laundry_Flr_1 Water Equipment Latent fract sched | Fraction | Through 12/31 | All | 0.05 | 0.05 | 0.05 | 0.05 | 0.05 | 0.05 | 0.05 | 0.05 | 0.05 | 0.05 | 0.05 | 0.05 | 0.05 | 0.05 | 0.05 | 0.05 | 0.05 | 0.05 | 0.05 | 0.05 | 0.05 | 0.05 | 0.05 | 0.05 | 1.2 | 8.4 | 438
Laundry_Flr_1 Water Equipment Sensible fract sched | Fraction | Through 12/31 | All | 0.2 | 0.2 | 0.2 | 0.2 | 0.2 | 0.2 | 0.2 | 0.2 | 0.2 | 0.2 | 0.2 | 0.2 | 0.2 | 0.2 | 0.2 | 0.2 | 0.2 | 0.2 | 0.2 | 0.2 | 0.2 | 0.2 | 0.2 | 0.2 | 4.8 | 33.6 | 1752
Laundry_Flr_1 Water Equipment Temp Sched | Temperature | Through 12/31 | All | 60 | 60 | 60 | 60 | 60 | 60 | 60 | 60 | 60 | 60 | 60 | 60 | 60 | 60 | 60 | 60 | 60 | 60 | 60 | 60 | 60 | 60 | 60 | 60 | 1440 | 10080 | 525600
Laundry_Flr_1 Water Equipment Hot Supply Temp Sched | Temperature | Through 12/31 | All | 55 | 55 | 55 | 55 | 55 | 55 | 55 | 55 | 55 | 55 | 55 | 55 | 55 | 55 | 55 | 55 | 55 | 55 | 55 | 55 | 55 | 55 | 55 | 55 | 1320 | 9240 | 481800
Room_1_Flr_3 Water Equipment Latent fract sched | Fraction | Through 12/31 | All | 0.05 | 0.05 | 0.05 | 0.05 | 0.05 | 0.05 | 0.05 | 0.05 | 0.05 | 0.05 | 0.05 | 0.05 | 0.05 | 0.05 | 0.05 | 0.05 | 0.05 | 0.05 | 0.05 | 0.05 | 0.05 | 0.05 | 0.05 | 0.05 | 1.2 | 8.4 | 438
Room_1_Flr_3 Water Equipment Sensible fract sched | Fraction | Through 12/31 | All | 0.2 | 0.2 | 0.2 | 0.2 | 0.2 | 0.2 | 0.2 | 0.2 | 0.2 | 0.2 | 0.2 | 0.2 | 0.2 | 0.2 | 0.2 | 0.2 | 0.2 | 0.2 | 0.2 | 0.2 | 0.2 | 0.2 | 0.2 | 0.2 | 4.8 | 33.6 | 1752
Room_1_Flr_3 Water Equipment Temp Sched | Temperature | Through 12/31 | All | 43.3 | 43.3 | 43.3 | 43.3 | 43.3 | 43.3 | 43.3 | 43.3 | 43.3 | 43.3 | 43.3 | 43.3 | 43.3 | 43.3 | 43.3 | 43.3 | 43.3 | 43.3 | 43.3 | 43.3 | 43.3 | 43.3 | 43.3 | 43.3 | 1039.2 | 7274.4 | 379308
Room_1_Flr_3 Water Equipment Hot Supply Temp Sched | Temperature | Through 12/31 | All | 55 | 55 | 55 | 55 | 55 | 55 | 55 | 55 | 55 | 55 | 55 | 55 | 55 | 55 | 55 | 55 | 55 | 55 | 55 | 55 | 55 | 55 | 55 | 55 | 1320 | 9240 | 481800
Room_2_Flr_3 Water Equipment Latent fract sched | Fraction | Through 12/31 | All | 0.05 | 0.05 | 0.05 | 0.05 | 0.05 | 0.05 | 0.05 | 0.05 | 0.05 | 0.05 | 0.05 | 0.05 | 0.05 | 0.05 | 0.05 | 0.05 | 0.05 | 0.05 | 0.05 | 0.05 | 0.05 | 0.05 | 0.05 | 0.05 | 1.2 | 8.4 | 438
Room_2_Flr_3 Water Equipment Sensible fract sched | Fraction | Through 12/31 | All | 0.2 | 0.2 | 0.2 | 0.2 | 0.2 | 0.2 | 0.2 | 0.2 | 0.2 | 0.2 | 0.2 | 0.2 | 0.2 | 0.2 | 0.2 | 0.2 | 0.2 | 0.2 | 0.2 | 0.2 | 0.2 | 0.2 | 0.2 | 0.2 | 4.8 | 33.6 | 1752
Room_2_Flr_3 Water Equipment Temp Sched | Temperature | Through 12/31 | All | 43.3 | 43.3 | 43.3 | 43.3 | 43.3 | 43.3 | 43.3 | 43.3 | 43.3 | 43.3 | 43.3 | 43.3 | 43.3 | 43.3 | 43.3 | 43.3 | 43.3 | 43.3 | 43.3 | 43.3 | 43.3 | 43.3 | 43.3 | 43.3 | 1039.2 | 7274.4 | 379308
Room_2_Flr_3 Water Equipment Hot Supply Temp Sched | Temperature | Through 12/31 | All | 55 | 55 | 55 | 55 | 55 | 55 | 55 | 55 | 55 | 55 | 55 | 55 | 55 | 55 | 55 | 55 | 55 | 55 | 55 | 55 | 55 | 55 | 55 | 55 | 1320 | 9240 | 481800
Room_3_Mult19_Flr_3 Water Equipment Latent fract sched | Fraction | Through 12/31 | All | 0.05 | 0.05 | 0.05 | 0.05 | 0.05 | 0.05 | 0.05 | 0.05 | 0.05 | 0.05 | 0.05 | 0.05 | 0.05 | 0.05 | 0.05 | 0.05 | 0.05 | 0.05 | 0.05 | 0.05 | 0.05 | 0.05 | 0.05 | 0.05 | 1.2 | 8.4 | 438
Room_3_Mult19_Flr_3 Water Equipment Sensible fract sched | Fraction | Through 12/31 | All | 0.2 | 0.2 | 0.2 | 0.2 | 0.2 | 0.2 | 0.2 | 0.2 | 0.2 | 0.2 | 0.2 | 0.2 | 0.2 | 0.2 | 0.2 | 0.2 | 0.2 | 0.2 | 0.2 | 0.2 | 0.2 | 0.2 | 0.2 | 0.2 | 4.8 | 33.6 | 1752
Room_3_Mult19_Flr_3 Water Equipment Temp Sched | Temperature | Through 12/31 | All | 43.3 | 43.3 | 43.3 | 43.3 | 43.3 | 43.3 | 43.3 | 43.3 | 43.3 | 43.3 | 43.3 | 43.3 | 43.3 | 43.3 | 43.3 | 43.3 | 43.3 | 43.3 | 43.3 | 43.3 | 43.3 | 43.3 | 43.3 | 43.3 | 1039.2 | 7274.4 | 379308
Room_3_Mult19_Flr_3 Water Equipment Hot Supply Temp Sched | Temperature | Through 12/31 | All | 55 | 55 | 55 | 55 | 55 | 55 | 55 | 55 | 55 | 55 | 55 | 55 | 55 | 55 | 55 | 55 | 55 | 55 | 55 | 55 | 55 | 55 | 55 | 55 | 1320 | 9240 | 481800
Room_4_Mult19_Flr_3 Water Equipment Latent fract sched | Fraction | Through 12/31 | All | 0.05 | 0.05 | 0.05 | 0.05 | 0.05 | 0.05 | 0.05 | 0.05 | 0.05 | 0.05 | 0.05 | 0.05 | 0.05 | 0.05 | 0.05 | 0.05 | 0.05 | 0.05 | 0.05 | 0.05 | 0.05 | 0.05 | 0.05 | 0.05 | 1.2 | 8.4 | 438
Room_4_Mult19_Flr_3 Water Equipment Sensible fract sched | Fraction | Through 12/31 | All | 0.2 | 0.2 | 0.2 | 0.2 | 0.2 | 0.2 | 0.2 | 0.2 | 0.2 | 0.2 | 0.2 | 0.2 | 0.2 | 0.2 | 0.2 | 0.2 | 0.2 | 0.2 | 0.2 | 0.2 | 0.2 | 0.2 | 0.2 | 0.2 | 4.8 | 33.6 | 1752
Room_4_Mult19_Flr_3 Water Equipment Temp Sched | Temperature | Through 12/31 | All | 43.3 | 43.3 | 43.3 | 43.3 | 43.3 | 43.3 | 43.3 | 43.3 | 43.3 | 43.3 | 43.3 | 43.3 | 43.3 | 43.3 | 43.3 | 43.3 | 43.3 | 43.3 | 43.3 | 43.3 | 43.3 | 43.3 | 43.3 | 43.3 | 1039.2 | 7274.4 | 379308
Room_4_Mult19_Flr_3 Water Equipment Hot Supply Temp Sched | Temperature | Through 12/31 | All | 55 | 55 | 55 | 55 | 55 | 55 | 55 | 55 | 55 | 55 | 55 | 55 | 55 | 55 | 55 | 55 | 55 | 55 | 55 | 55 | 55 | 55 | 55 | 55 | 1320 | 9240 | 481800
Room_5_Flr_3 Water Equipment Latent fract sched | Fraction | Through 12/31 | All | 0.05 | 0.05 | 0.05 | 0.05 | 0.05 | 0.05 | 0.05 | 0.05 | 0.05 | 0.05 | 0.05 | 0.05 | 0.05 | 0.05 | 0.05 | 0.05 | 0.05 | 0.05 | 0.05 | 0.05 | 0.05 | 0.05 | 0.05 | 0.05 | 1.2 | 8.4 | 438
Room_5_Flr_3 Water Equipment Sensible fract sched | Fraction | Through 12/31 | All | 0.2 | 0.2 | 0.2 | 0.2 | 0.2 | 0.2 | 0.2 | 0.2 | 0.2 | 0.2 | 0.2 | 0.2 | 0.2 | 0.2 | 0.2 | 0.2 | 0.2 | 0.2 | 0.2 | 0.2 | 0.2 | 0.2 | 0.2 | 0.2 | 4.8 | 33.6 | 1752
Room_5_Flr_3 Water Equipment Temp Sched | Temperature | Through 12/31 | All | 43.3 | 43.3 | 43.3 | 43.3 | 43.3 | 43.3 | 43.3 | 43.3 | 43.3 | 43.3 | 43.3 | 43.3 | 43.3 | 43.3 | 43.3 | 43.3 | 43.3 | 43.3 | 43.3 | 43.3 | 43.3 | 43.3 | 43.3 | 43.3 | 1039.2 | 7274.4 | 379308
Room_5_Flr_3 Water Equipment Hot Supply Temp Sched | Temperature | Through 12/31 | All | 55 | 55 | 55 | 55 | 55 | 55 | 55 | 55 | 55 | 55 | 55 | 55 | 55 | 55 | 55 | 55 | 55 | 55 | 55 | 55 | 55 | 55 | 55 | 55 | 1320 | 9240 | 481800
Room_6_Flr_3 Water Equipment Latent fract sched | Fraction | Through 12/31 | All | 0.05 | 0.05 | 0.05 | 0.05 | 0.05 | 0.05 | 0.05 | 0.05 | 0.05 | 0.05 | 0.05 | 0.05 | 0.05 | 0.05 | 0.05 | 0.05 | 0.05 | 0.05 | 0.05 | 0.05 | 0.05 | 0.05 | 0.05 | 0.05 | 1.2 | 8.4 | 438
Room_6_Flr_3 Water Equipment Sensible fract sched | Fraction | Through 12/31 | All | 0.2 | 0.2 | 0.2 | 0.2 | 0.2 | 0.2 | 0.2 | 0.2 | 0.2 | 0.2 | 0.2 | 0.2 | 0.2 | 0.2 | 0.2 | 0.2 | 0.2 | 0.2 | 0.2 | 0.2 | 0.2 | 0.2 | 0.2 | 0.2 | 4.8 | 33.6 | 1752
Room_6_Flr_3 Water Equipment Temp Sched | Temperature | Through 12/31 | All | 43.3 | 43.3 | 43.3 | 43.3 | 43.3 | 43.3 | 43.3 | 43.3 | 43.3 | 43.3 | 43.3 | 43.3 | 43.3 | 43.3 | 43.3 | 43.3 | 43.3 | 43.3 | 43.3 | 43.3 | 43.3 | 43.3 | 43.3 | 43.3 | 1039.2 | 7274.4 | 379308
Room_6_Flr_3 Water Equipment Hot Supply Temp Sched | Temperature | Through 12/31 | All | 55 | 55 | 55 | 55 | 55 | 55 | 55 | 55 | 55 | 55 | 55 | 55 | 55 | 55 | 55 | 55 | 55 | 55 | 55 | 55 | 55 | 55 | 55 | 55 | 1320 | 9240 | 481800
Room_1_Flr_6 Water Equipment Latent fract sched | Fraction | Through 12/31 | All | 0.05 | 0.05 | 0.05 | 0.05 | 0.05 | 0.05 | 0.05 | 0.05 | 0.05 | 0.05 | 0.05 | 0.05 | 0.05 | 0.05 | 0.05 | 0.05 | 0.05 | 0.05 | 0.05 | 0.05 | 0.05 | 0.05 | 0.05 | 0.05 | 1.2 | 8.4 | 438
Room_1_Flr_6 Water Equipment Sensible fract sched | Fraction | Through 12/31 | All | 0.2 | 0.2 | 0.2 | 0.2 | 0.2 | 0.2 | 0.2 | 0.2 | 0.2 | 0.2 | 0.2 | 0.2 | 0.2 | 0.2 | 0.2 | 0.2 | 0.2 | 0.2 | 0.2 | 0.2 | 0.2 | 0.2 | 0.2 | 0.2 | 4.8 | 33.6 | 1752
Room_1_Flr_6 Water Equipment Temp Sched | Temperature | Through 12/31 | All | 43.3 | 43.3 | 43.3 | 43.3 | 43.3 | 43.3 | 43.3 | 43.3 | 43.3 | 43.3 | 43.3 | 43.3 | 43.3 | 43.3 | 43.3 | 43.3 | 43.3 | 43.3 | 43.3 | 43.3 | 43.3 | 43.3 | 43.3 | 43.3 | 1039.2 | 7274.4 | 379308
Room_1_Flr_6 Water Equipment Hot Supply Temp Sched | Temperature | Through 12/31 | All | 55 | 55 | 55 | 55 | 55 | 55 | 55 | 55 | 55 | 55 | 55 | 55 | 55 | 55 | 55 | 55 | 55 | 55 | 55 | 55 | 55 | 55 | 55 | 55 | 1320 | 9240 | 481800
Room_2_Flr_6 Water Equipment Latent fract sched | Fraction | Through 12/31 | All | 0.05 | 0.05 | 0.05 | 0.05 | 0.05 | 0.05 | 0.05 | 0.05 | 0.05 | 0.05 | 0.05 | 0.05 | 0.05 | 0.05 | 0.05 | 0.05 | 0.05 | 0.05 | 0.05 | 0.05 | 0.05 | 0.05 | 0.05 | 0.05 | 1.2 | 8.4 | 438
Room_2_Flr_6 Water Equipment Sensible fract sched | Fraction | Through 12/31 | All | 0.2 | 0.2 | 0.2 | 0.2 | 0.2 | 0.2 | 0.2 | 0.2 | 0.2 | 0.2 | 0.2 | 0.2 | 0.2 | 0.2 | 0.2 | 0.2 | 0.2 | 0.2 | 0.2 | 0.2 | 0.2 | 0.2 | 0.2 | 0.2 | 4.8 | 33.6 | 1752
Room_2_Flr_6 Water Equipment Temp Sched | Temperature | Through 12/31 | All | 43.3 | 43.3 | 43.3 | 43.3 | 43.3 | 43.3 | 43.3 | 43.3 | 43.3 | 43.3 | 43.3 | 43.3 | 43.3 | 43.3 | 43.3 | 43.3 | 43.3 | 43.3 | 43.3 | 43.3 | 43.3 | 43.3 | 43.3 | 43.3 | 1039.2 | 7274.4 | 379308
Room_2_Flr_6 Water Equipment Hot Supply Temp Sched | Temperature | Through 12/31 | All | 55 | 55 | 55 | 55 | 55 | 55 | 55 | 55 | 55 | 55 | 55 | 55 | 55 | 55 | 55 | 55 | 55 | 55 | 55 | 55 | 55 | 55 | 55 | 55 | 1320 | 9240 | 481800
Room_3_Mult9_Flr_6 Water Equipment Latent fract sched | Fraction | Through 12/31 | All | 0.05 | 0.05 | 0.05 | 0.05 | 0.05 | 0.05 | 0.05 | 0.05 | 0.05 | 0.05 | 0.05 | 0.05 | 0.05 | 0.05 | 0.05 | 0.05 | 0.05 | 0.05 | 0.05 | 0.05 | 0.05 | 0.05 | 0.05 | 0.05 | 1.2 | 8.4 | 438
Room_3_Mult9_Flr_6 Water Equipment Sensible fract sched | Fraction | Through 12/31 | All | 0.2 | 0.2 | 0.2 | 0.2 | 0.2 | 0.2 | 0.2 | 0.2 | 0.2 | 0.2 | 0.2 | 0.2 | 0.2 | 0.2 | 0.2 | 0.2 | 0.2 | 0.2 | 0.2 | 0.2 | 0.2 | 0.2 | 0.2 | 0.2 | 4.8 | 33.6 | 1752
Room_3_Mult9_Flr_6 Water Equipment Temp Sched | Temperature | Through 12/31 | All | 43.3 | 43.3 | 43.3 | 43.3 | 43.3 | 43.3 | 43.3 | 43.3 | 43.3 | 43.3 | 43.3 | 43.3 | 43.3 | 43.3 | 43.3 | 43.3 | 43.3 | 43.3 | 43.3 | 43.3 | 43.3 | 43.3 | 43.3 | 43.3 | 1039.2 | 7274.4 | 379308
Room_3_Mult9_Flr_6 Water Equipment Hot Supply Temp Sched | Temperature | Through 12/31 | All | 55 | 55 | 55 | 55 | 55 | 55 | 55 | 55 | 55 | 55 | 55 | 55 | 55 | 55 | 55 | 55 | 55 | 55 | 55 | 55 | 55 | 55 | 55 | 55 | 1320 | 9240 | 481800
Kitchen_Flr_6 Water Equipment Latent fract sched | Fraction | Through 12/31 | All | 0.05 | 0.05 | 0.05 | 0.05 | 0.05 | 0.05 | 0.05 | 0.05 | 0.05 | 0.05 | 0.05 | 0.05 | 0.05 | 0.05 | 0.05 | 0.05 | 0.05 | 0.05 | 0.05 | 0.05 | 0.05 | 0.05 | 0.05 | 0.05 | 1.2 | 8.4 | 438
Kitchen_Flr_6 Water Equipment Sensible fract sched | Fraction | Through 12/31 | All | 0.2 | 0.2 | 0.2 | 0.2 | 0.2 | 0.2 | 0.2 | 0.2 | 0.2 | 0.2 | 0.2 | 0.2 | 0.2 | 0.2 | 0.2 | 0.2 | 0.2 | 0.2 | 0.2 | 0.2 | 0.2 | 0.2 | 0.2 | 0.2 | 4.8 | 33.6 | 1752
Kitchen_Flr_6 Water Equipment Temp Sched | Temperature | Through 12/31 | All | 60 | 60 | 60 | 60 | 60 | 60 | 60 | 60 | 60 | 60 | 60 | 60 | 60 | 60 | 60 | 60 | 60 | 60 | 60 | 60 | 60 | 60 | 60 | 60 | 1440 | 10080 | 525600
Kitchen_Flr_6 Water Equipment Hot Supply Temp Sched | Temperature | Through 12/31 | All | 55 | 55 | 55 | 55 | 55 | 55 | 55 | 55 | 55 | 55 | 55 | 55 | 55 | 55 | 55 | 55 | 55 | 55 | 55 | 55 | 55 | 55 | 55 | 55 | 1320 | 9240 | 481800
Kitchen_Flr_6_Case:1_WALKINFREEZER_CaseDefrost2aDaySched | ON/OFF | Through 12/31 | All | 0 | 0 | 0 | 0 | 0 | 0 | 0 | 0 | 0 | 0 | 0 | 0 | 0 | 0 | 0 | 0 | 0 | 0 | 0 | 0 | 0 | 0 | 0 | 0 | 0.67 | 4.67 | 243.33
Kitchen_Flr_6_Case:1_WALKINFREEZER_CaseDripDown2aDaySched | ON/OFF | Through 12/31 | All | 0 | 0 | 0 | 0 | 0 | 0 | 0 | 0 | 0 | 0 | 0 | 0 | 0 | 0 | 0 | 0 | 0 | 0 | 0 | 0 | 0 | 0 | 0 | 0 | 1 | 7 | 365
Kitchen_Flr_6_Case:1_WALKINFREEZER_WalkInStockingSched | Any Number | Through 12/31 | Tue, Fri | 0 | 0 | 0 | 0 | 725 | 417 | 290 | 0 | 0 | 0 | 0 | 0 | 0 | 0 | 0 | 0 | 0 | 0 | 0 | 0 | 0 | 0 | 0 | 0 | 1432 | 1432 | 74668.57
|  |  | Other | 0 | 0 | 0 | 0 | 125 | 117 | 90 | 0 | 0 | 0 | 0 | 0 | 0 | 0 | 0 | 0 | 0 | 0 | 0 | 125 | 117 | 90 | 0 | 0 | 664
Kitchen_Flr_6_Case:1_WALKINFREEZER_CaseCreditReduxSched | Fraction | Through 12/31 | All | 0.2 | 0.2 | 0.2 | 0.2 | 0.2 | 0.2 | 0.2 | 0.4 | 0.4 | 0.4 | 0.4 | 0.4 | 0.4 | 0.4 | 0.4 | 0.4 | 0.4 | 0.4 | 0.4 | 0.4 | 0.4 | 0.2 | 0.2 | 0.2 | 7.6 | 53.2 | 2774
Kitchen_Flr_6_Case:2_SELFCONTAINEDDISPLAYCASE_CaseStockingSched | Any Number | Through 12/31 | All | 0 | 0 | 0 | 0 | 0 | 0 | 50 | 70 | 70 | 80 | 70 | 50 | 50 | 80 | 90 | 80 | 0 | 0 | 0 | 0 | 0 | 0 | 0 | 0 | 690 | 4830 | 251850
SHWSys1-Loop-Temp-Schedule | Temperature | Through 12/31 | All | 60 | 60 | 60 | 60 | 60 | 60 | 60 | 60 | 60 | 60 | 60 | 60 | 60 | 60 | 60 | 60 | 60 | 60 | 60 | 60 | 60 | 60 | 60 | 60 | 1440 | 10080 | 525600
SHWSys1 Water Heater Setpoint Temperature Schedule Name | Temperature | Through 12/31 | All | 60 | 60 | 60 | 60 | 60 | 60 | 60 | 60 | 60 | 60 | 60 | 60 | 60 | 60 | 60 | 60 | 60 | 60 | 60 | 60 | 60 | 60 | 60 | 60 | 1440 | 10080 | 525600
SHWSys1 Water Heater Ambient Temperature Schedule Name | Temperature | Through 12/31 | All | 22 | 22 | 22 | 22 | 22 | 22 | 22 | 22 | 22 | 22 | 22 | 22 | 22 | 22 | 22 | 22 | 22 | 22 | 22 | 22 | 22 | 22 | 22 | 22 | 528 | 3696 | 192720