## BuildingSummary
Building Summary Full Service Restaurant post-1980 construction
|  | Value | Data Source
Program
| Building Name | Full Service Restaurant
| Available Fuel Types | gas, electricity
| Principal Building Activity | Food Service
Form |  |  | Time Saver Standards; Restaurant studies (EPRI, MEOS, LBL) cited in Huang et al. 1991 for all Form parameters
| Total Floor Area (m2) | 511.15
| Building Shape | Rectangle
| Aspect Ratio | 1
| Number of Floors | 1
Window Fraction (Window to Wall Ratio)
| South | 0.28
| East | 0.224
| North | 0
| West | 0.224
| Total | 0.182
| Skylight/TDD Percentage | 0
| Shading Geometry | None
| Azimuth | 0
| Thermal Zoning | 2 zones plus attic
| Floor to Ceiling Height (m) | 3.048
| Roof type | Attic | 2003 CBECS
Fabric
Exterior walls
| Construction Type | Steel frame wall | 2003 CBECS
| Gross Dimensions - Total Area (m2) | 275.72
| Net Dimensions - Total Area (m2) | 225.54
| Wall to Skin Ratio | 0.326
Roof
| Construction Type | Attic | 2003 CBECS
| Gross Dimensions - Total Area (m2) | 569.52
| Net Dimensions - Total Area (m2) | 569.52
| Roof to Skin Ratio | 0.674
| Window Dimensions (m2) |  | Time Saver Standards; FF Restaurant studies (EPRI, MEOS, LBL) cited in Huang et al. 1991
| South | 19.3
| East | 15.44
| North | 0
| West | 15.44
| Total Area (m2) | 50.18
| Operable area (m2) | 0
Skylights/TDD
| Dimensions - Total Area (m2) | 0
| Operable area (m2) | 0
Foundation
| Foundation Type | Mass Floor
| Construction | 4in slab-on-grade
| Dimensions - Total Area (m2) | 511.15
Interior Partitions
| Construction | 2x4 steel-frame with gypsum board
| Dimensions - Total Area (m2) | 68.93
Internal Mass
| Construction | 15 cm wood
| Dimensions - Total Area (m2) | 1022.31
| Thermal diffusivity (m2/s) | 1.84e-07
Air Barrier System
| Infiltration (ACH) | 2.0608 | See Benchmark Technical Report
HVAC
| System Type | PSZ-AC | 2003 CBECS
| Heating Type | Gas furnace | 2003 CBECS
| Cooling Type | Unitary DX | 2003 CBECS
| Fan Control | Constant volume | 2003 CBECS
Service Water Heating
| SWH Type | Storage Tank
| Fuel | Natural Gas
| Thermal Efficiency (%) | 78 | Standard 90.1-1989
| Temperature Setpoint (ºC ) | 60
| Water Consumption (m3 ) | 1377.36

## ZoneSummary
Zone Summary
Zone Name | Conditioned (Y/N) | Multiplier | Area (m2) | Volume (m3) | Floor-to-Ceiling Height (m) | Gross Wall Area (m2) | Window Glass Area (m2) | People (m2/per) | People | Lights (W/m2) | Elec Plug and Process (W/m2) | Gas Plug and Process (W/m2) | SWH (L/h) | Ventilation (L/s/Person) | Ventilation (L/s/m2) | Ventilation Total (L/s) | Exhaust (L/s) | Infiltration (ACH)
Dining | Yes | 1 | 371.75 | 1133.39 | 3.0488 | 169.1902 | 47.17 | 1.3935 | 266.7653 | 27.3936 | 60.2778 |  |  | 10 |  | 2667.6532 |  | 1.9479
Kitchen | Yes | 1 | 139.41 | 425.02 | 3.0487 | 106.5301 | 0 | 18.5806 | 7.503 | 16.3771 | 376.7365 | 1198.345 | 503.4582 | 8 |  | 60.0238 | 1887.788 | 2.3617
Attic | No | 1 | 511.15 | 856.26 | 1.6752 | 0 | 0 | [10 empty] | 1
Total Conditioned Zones |  |  | 511.16 | 1558.41 |  | 275.7203 | 47.17 |  | 274.2683
Data Source | [7 empty] | 1 |  | 2 | 4, 5 | 4, 5 | 4, 5 | 3 | 3 | 3 | 4 | 4
Sources
[1] ASHRAE Standard 62.1-2004 Table 6-1, Atlanta, GA: American Society of Heating, Refrigerating and Air-Conditioning Engineers.
[2] ASHRAE Standard 90.1-1989, Atlanta, GA: American Society of Heating, Refrigerating and Air-Conditioning Engineers.
[3] ASHRAE Standard 62-1999 Table 6-1, Atlanta, GA: American Society of Heating, Refrigerating and Air-Conditioning Engineers.
[4] DOE Benchmark Report
[5] Smith, V. A. and D.R. Fisher. (2001). Estimating Food Service Loads and Profiles. ASHRAE Transactions 2001. V. 107. Pt 2. Atlanta, GA: American Society of Heating, Refrigerating and Air-Conditioning Engineers.

## LocationSummary
Location Summary
|  | Miami | Houston | Phoenix | Atlanta | Los Angeles | Las Vegas | San Francisco | Baltimore | Albuquerque | Seattle | Chicago | Boulder | Minneapolis | Helena | Duluth | Fairbanks
Program
| ASHRAE 90.1-2004 Climate Zone | 1A | 2A | 2B | 3A | 3B-CA | 3B | 3C | 4A | 4B | 4C | 5A | 5B | 6A | 6B | 7 | 8
| Available Fuel Types | gas, electricity | gas, electricity | gas, electricity | gas, electricity | gas, electricity | gas, electricity | gas, electricity | gas, electricity | gas, electricity | gas, electricity | gas, electricity | gas, electricity | gas, electricity | gas, electricity | gas, electricity | gas, electricity
Fabric
Exterior walls
| Construction Type | Steel frame wall | Steel frame wall | Steel frame wall | Steel frame wall | Steel frame wall | Steel frame wall | Steel frame wall | Steel frame wall | Steel frame wall | Steel frame wall | Steel frame wall | Steel frame wall | Steel frame wall | Steel frame wall | Steel frame wall | Steel frame wall
| R-value (m2·K / W) | 0.32 | 1.1737 | 0.73368 | 1.355 | 0.80064 | 1.1013 | 1.355 | 1.9802 | 1.7606 | 1.9157 | 2.1459 | 2.1459 | 2.71 | 2.445 | 3.0395 | 3.9062
Roof
| Construction Type | Attic | Attic | Attic | Attic | Attic | Attic | Attic | Attic | Attic | Attic | Attic | Attic | Attic | Attic | Attic | Attic
| R-value attic floor (m2·K / W) | 2.38 | 2.6685 | 3.8287 | 2.4461 | 1.7612 | 3.6691 | 2.0013 | 3.0365 | 2.9851 | 2.7518 | 3.323 | 3.4533 | 3.9137 | 3.5943 | 4.403 | 5.6812
Window
| U-Factor (W / m2·K) | 5.835 | 5.835 | 5.835 | 4.092 | 5.835 | 5.835 | 4.092 | 3.354 | 4.092 | 4.092 | 3.354 | 3.354 | 2.956 | 2.956 | 2.956 | 2.956
| SHGC | 0.251 | 0.251 | 0.251 | 0.255 | 0.44 | 0.251 | 0.392 | 0.355 | 0.362 | 0.392 | 0.385 | 0.385 | 0.385 | 0.385 | 0.487 | 0.616
| Visible transmittance | 0.11 | 0.11 | 0.11 | 0.129 | 0.272 | 0.11 | 0.253 | 0.274 | 0.225 | 0.253 | 0.305 | 0.305 | 0.305 | 0.305 | 0.409 | 0.541
Skylights/TDD
| U-Factor (W / m2·K) | n/a | n/a | n/a | n/a | n/a | n/a | n/a | n/a | n/a | n/a | n/a | n/a | n/a | n/a | n/a | n/a
| SHGC | n/a | n/a | n/a | n/a | n/a | n/a | n/a | n/a | n/a | n/a | n/a | n/a | n/a | n/a | n/a | n/a
| Visible transmittance | n/a | n/a | n/a | n/a | n/a | n/a | n/a | n/a | n/a | n/a | n/a | n/a | n/a | n/a | n/a | n/a
Foundation
| Foundation Type | Mass Floor | Mass Floor | Mass Floor | Mass Floor | Mass Floor | Mass Floor | Mass Floor | Mass Floor | Mass Floor | Mass Floor | Mass Floor | Mass Floor | Mass Floor | Mass Floor | Mass Floor | Mass Floor
| Construction | 4in slab-on-grade | 4in slab-on-grade | 4in slab-on-grade | 4in slab-on-grade | 4in slab-on-grade | 4in slab-on-grade | 4in slab-on-grade | 4in slab-on-grade | 4in slab-on-grade | 4in slab-on-grade | 4in slab-on-grade | 4in slab-on-grade | 4in slab-on-grade | 4in slab-on-grade | 4in slab-on-grade | 4in slab-on-grade
| R-value (m2·K / W) | 0.32051 | 0.32051 | 0.32051 | 0.32051 | 0.32051 | 0.32051 | 0.32051 | 0.32051 | 0.32051 | 0.32051 | 0.32051 | 0.32051 | 0.32051 | 0.32051 | 0.32051 | 0.32051
HVAC
HVAC Sizing
Air Conditioning (kW)
| PSZ-AC_1:1_COOLC DXCOIL | 96.7775 | 88.5842 | 90.5242 | 88.5559 | 88.387 | 88.8396 | 58.6182 | 81.6949 | 75.6114 | 67.578 | 81.3301 | 72.8474 | 78.7951 | 59.0463 | 73.0856 | 61.945
| PSZ-AC_2:2_COOLC DXCOIL | 26.1841 | 21.4363 | 22.5772 | 21.7892 | 18.942 | 21.2478 | 11.5498 | 19.2468 | 16.4225 | 12.3353 | 21.9351 | 16.0094 | 24.7523 | 17.6714 | 26.4399 | 23.1334
Heating (kW)
| PSZ-AC_1:1_HEATC | 131.6569 | 157.1555 | 136.7778 | 167.2219 | 127.9641 | 143.8649 | 127.0284 | 178.2305 | 148.8849 | 151.7867 | 205.2757 | 170.2387 | 218.3681 | 200.4571 | 217.9926 | 286.8603
| PSZ-AC_2:2_HEATC | 40.8234 | 44.1205 | 39.2055 | 48.3783 | 30.7149 | 39.8866 | 26.8452 | 47.57 | 43.4392 | 35.0494 | 63.3333 | 50.7162 | 77.2355 | 75.3759 | 84.4462 | 137.2551
HVAC Efficiency
Air Conditioning (COP)
| PSZ-AC_1:1_COOLC DXCOIL | 2.9 | 2.9 | 2.9 | 2.9 | 2.9 | 2.9 | 2.72 | 2.62 | 3.06 | 2.67 | 2.62 | 2.68 | 2.62 | 2.75 | 2.62 | 3.35
| PSZ-AC_2:2_COOLC DXCOIL | 2.98 | 2.98 | 2.98 | 2.98 | 2.95 | 2.98 | 3.08 | 2.98 | 3.1 | 3.1 | 2.98 | 3.11 | 2.98 | 3.17 | 2.98 | 3.22
Heating Efficiency (%)
| PSZ-AC_1:1_HEATC | 0.78 | 0.78 | 0.78 | 0.78 | 0.78 | 0.78 | 0.78 | 0.78 | 0.78 | 0.78 | 0.78 | 0.78 | 0.78 | 0.78 | 0.78 | 0.78
| PSZ-AC_2:2_HEATC | 0.8 | 0.8 | 0.8 | 0.8 | 0.8 | 0.8 | 0.8 | 0.8 | 0.8 | 0.8 | 0.8 | 0.8 | 0.78 | 0.78 | 0.78 | 0.78
HVAC Control - Economizer
| PSZ-AC_1:1_FAN | NoEconomizer | NoEconomizer | DifferentialDryBulb | NoEconomizer | DifferentialDryBulb | DifferentialDryBulb | DifferentialDryBulb | NoEconomizer | DifferentialDryBulb | DifferentialDryBulb | DifferentialDryBulb | DifferentialDryBulb | DifferentialDryBulb | DifferentialDryBulb | DifferentialDryBulb | DifferentialDryBulb
| PSZ-AC_2:2_FAN | NoEconomizer | NoEconomizer | NoEconomizer | NoEconomizer | NoEconomizer | DifferentialDryBulb | NoEconomizer | NoEconomizer | NoEconomizer | NoEconomizer | NoEconomizer | NoEconomizer | NoEconomizer | NoEconomizer | NoEconomizer | NoEconomizer
Fan Max Flow Rate (m3/s )
| DINING EXHAUST FAN | 1.83 | 1.83 | 1.83 | 1.83 | 1.83 | 1.83 | 1.83 | 1.83 | 1.83 | 1.83 | 1.83 | 1.83 | 1.83 | 1.83 | 1.83 | 1.83
| KITCHEN EXHAUST FAN | 0.06 | 0.06 | 0.06 | 0.06 | 0.06 | 0.06 | 0.06 | 0.06 | 0.06 | 0.06 | 0.06 | 0.06 | 0.06 | 0.06 | 0.06 | 0.06
| PSZ-AC_1:1_FAN | 3.9 | 3.57 | 3.65 | 3.57 | 3.56 | 3.58 | 3.02 | 3.29 | 3.65 | 3.11 | 3.28 | 3.44 | 3.17 | 3.26 | 2.94 | 3.74
| PSZ-AC_2:2_FAN | 1.05 | 0.86 | 0.91 | 0.88 | 0.76 | 0.86 | 0.6 | 0.78 | 0.89 | 0.66 | 0.88 | 0.87 | 1 | 1.07 | 1.06 | 1.4
Utility Costs
Electric Utility Rates
| Average Annual Rate ($/kWh) | 0.07768 | 0.10796 | 0.094921 | 0.10307 | 0.12528 | 0.094317 | 0.14564 | 0.067795 | 0.037464 | 0.072224 | 0.052111 | 0.037523 | 0.053609 | 0.068827 | 0.052475 | 0.086826
| Total Cost ($/m2) | 72.84 | 89.32 | 78.23 | 76.82 | 84.82 | 72.25 | 85.95 | 45.21 | 26.31 | 43.09 | 33.64 | 23.76 | 34.27 | 42.36 | 31.75 | 57.36
Gas Utility Rates
| Average Annual Rate ($/MJ) | 0.011467 | 0.0081828 | 0.0085647 | 0.010537 | 0.0084201 | 0.0080911 | 0.0084386 | 0.0099535 | 0.0071301 | 0.0083239 | 0.0086959 | 0.0071133 | 0.0079262 | 0.008524 | 0.0079196 | 0.0041634
| Total Cost ($/m2) | 21.11 | 18.91 | 18.37 | 29.26 | 18.28 | 19.53 | 24.09 | 35.61 | 21.14 | 29.1 | 36.42 | 25.67 | 38.1 | 37.07 | 43.95 | 30.44
Total Utility Costs
| Cost Intensity ($/m2) | 93.95 | 108.23 | 96.6 | 106.08 | 103.1 | 91.78 | 110.03 | 80.81 | 47.44 | 72.19 | 70.05 | 49.42 | 72.37 | 79.43 | 75.7 | 87.8
Energy - End Uses
Electricity (kWh)
| Heating | 0 | 0 | 0 | 0 | 0 | 0 | 0 | 0 | 0 | 0 | 0 | 0 | 0 | 0 | 0 | 0
| Cooling | 145977.7778 | 96183.3333 | 93394.4444 | 54572.2222 | 21163.8889 | 65241.6667 | 4225 | 39150 | 31516.6667 | 6563.8889 | 27555.5556 | 20147.2222 | 24116.6667 | 11272.2222 | 8288.8889 | 2908.3333
| Interior Lighting | 80500 | 80500 | 80500 | 80500 | 80500 | 80500 | 80500 | 80500 | 80500 | 80500 | 80500 | 80500 | 80500 | 80500 | 80500 | 80500
| Exterior Lighting | 4686.1111 | 4677.7778 | 4677.7778 | 4686.1111 | 4683.3333 | 4680.5556 | 4675 | 4680.5556 | 4677.7778 | 4672.2222 | 4672.2222 | 4675 | 4677.7778 | 4672.2222 | 4669.4444 | 4641.6667
| Interior Equipment | 166402.7778 | 166402.7778 | 166402.7778 | 166402.7778 | 166402.7778 | 166402.7778 | 166402.7778 | 166402.7778 | 166402.7778 | 166402.7778 | 166402.7778 | 166402.7778 | 166402.7778 | 166402.7778 | 166402.7778 | 166402.7778
| Exterior Equipment | 0 | 0 | 0 | 0 | 0 | 0 | 0 | 0 | 0 | 0 | 0 | 0 | 0 | 0 | 0 | 0
| Fans | 63036.1111 | 57194.4444 | 58383.3333 | 57627.7778 | 56019.4444 | 57341.6667 | 29252.7778 | 33405.5556 | 59144.4444 | 30516.6667 | 34425 | 35625 | 34861.1111 | 35833.3333 | 33761.1111 | 67913.8889
| Pumps | 0 | 0 | 0 | 0 | 0 | 0 | 0 | 0 | 0 | 0 | 0 | 0 | 0 | 0 | 0 | 0
| Heat Rejection | 0 | 0 | 0 | 0 | 0 | 0 | 0 | 0 | 0 | 0 | 0 | 0 | 0 | 0 | 0 | 0
| Humidification | 0 | 0 | 0 | 0 | 0 | 0 | 0 | 0 | 0 | 0 | 0 | 0 | 0 | 0 | 0 | 0
| Heat Recovery | 0 | 0 | 0 | 0 | 0 | 0 | 0 | 0 | 0 | 0 | 0 | 0 | 0 | 0 | 0 | 0
| Water Systems | 0 | 0 | 0 | 0 | 0 | 0 | 0 | 0 | 0 | 0 | 0 | 0 | 0 | 0 | 0 | 0
| Refrigeration | 18694.4444 | 17966.6667 | 17897.2222 | 17216.6667 | 17275 | 17372.2222 | 16591.6667 | 16716.6667 | 16663.8889 | 16283.3333 | 16369.4444 | 16275 | 16208.3333 | 15944.4444 | 15694.4444 | 15316.6667
| Generators | 0 | 0 | 0 | 0 | 0 | 0 | 0 | 0 | 0 | 0 | 0 | 0 | 0 | 0 | 0 | 0
| Total End Uses | 479300 | 422927.7778 | 421258.3333 | 381008.3333 | 346050 | 391541.6667 | 301650 | 340855.5556 | 358911.1111 | 304941.6667 | 329927.7778 | 323627.7778 | 326769.4444 | 314627.7778 | 309319.4444 | 337686.1111
Gas (MJ)
| Heating | 15570 | 223720 | 157640 | 431220 | 127590 | 272740 | 450690 | 816360 | 507900 | 762320 | 1107270 | 812210 | 1405290 | 1167800 | 1754620 | 2619010
| Cooling | 0 | 0 | 0 | 0 | 0 | 0 | 0 | 0 | 0 | 0 | 0 | 0 | 0 | 0 | 0 | 0
| Interior Lighting | 0 | 0 | 0 | 0 | 0 | 0 | 0 | 0 | 0 | 0 | 0 | 0 | 0 | 0 | 0 | 0
| Exterior Lighting | 0 | 0 | 0 | 0 | 0 | 0 | 0 | 0 | 0 | 0 | 0 | 0 | 0 | 0 | 0 | 0
| Interior Equipment | 800920 | 800920 | 800920 | 800920 | 800920 | 800920 | 800920 | 800920 | 800920 | 800920 | 800920 | 800920 | 800920 | 800920 | 800920 | 800920
| Exterior Equipment | 0 | 0 | 0 | 0 | 0 | 0 | 0 | 0 | 0 | 0 | 0 | 0 | 0 | 0 | 0 | 0
| Fans | 0 | 0 | 0 | 0 | 0 | 0 | 0 | 0 | 0 | 0 | 0 | 0 | 0 | 0 | 0 | 0
| Pumps | 0 | 0 | 0 | 0 | 0 | 0 | 0 | 0 | 0 | 0 | 0 | 0 | 0 | 0 | 0 | 0
| Heat Rejection | 0 | 0 | 0 | 0 | 0 | 0 | 0 | 0 | 0 | 0 | 0 | 0 | 0 | 0 | 0 | 0
| Humidification | 0 | 0 | 0 | 0 | 0 | 0 | 0 | 0 | 0 | 0 | 0 | 0 | 0 | 0 | 0 | 0
| Heat Recovery | 0 | 0 | 0 | 0 | 0 | 0 | 0 | 0 | 0 | 0 | 0 | 0 | 0 | 0 | 0 | 0
| Water Systems | 124480 | 156350 | 138030 | 187070 | 181110 | 160100 | 207390 | 211210 | 206630 | 223780 | 232400 | 231300 | 250710 | 254040 | 280920 | 317470
| Refrigeration | 0 | 0 | 0 | 0 | 0 | 0 | 0 | 0 | 0 | 0 | 0 | 0 | 0 | 0 | 0 | 0
| Generators | 0 | 0 | 0 | 0 | 0 | 0 | 0 | 0 | 0 | 0 | 0 | 0 | 0 | 0 | 0 | 0
| Total End Uses | 940970 | 1180990 | 1096590 | 1419210 | 1109630 | 1233750 | 1459000 | 1828480 | 1515450 | 1787020 | 2140590 | 1844420 | 2456920 | 2222760 | 2836450 | 3737390
Purchased Cooling (MJ)
| Heating | 0 | 0 | 0 | 0 | 0 | 0 | 0 | 0 | 0 | 0 | 0 | 0 | 0 | 0 | 0 | 0
| Cooling | 0 | 0 | 0 | 0 | 0 | 0 | 0 | 0 | 0 | 0 | 0 | 0 | 0 | 0 | 0 | 0
| Interior Lighting | 0 | 0 | 0 | 0 | 0 | 0 | 0 | 0 | 0 | 0 | 0 | 0 | 0 | 0 | 0 | 0
| Exterior Lighting | 0 | 0 | 0 | 0 | 0 | 0 | 0 | 0 | 0 | 0 | 0 | 0 | 0 | 0 | 0 | 0
| Interior Equipment | 0 | 0 | 0 | 0 | 0 | 0 | 0 | 0 | 0 | 0 | 0 | 0 | 0 | 0 | 0 | 0
| Exterior Equipment | 0 | 0 | 0 | 0 | 0 | 0 | 0 | 0 | 0 | 0 | 0 | 0 | 0 | 0 | 0 | 0
| Fans | 0 | 0 | 0 | 0 | 0 | 0 | 0 | 0 | 0 | 0 | 0 | 0 | 0 | 0 | 0 | 0
| Pumps | 0 | 0 | 0 | 0 | 0 | 0 | 0 | 0 | 0 | 0 | 0 | 0 | 0 | 0 | 0 | 0
| Heat Rejection | 0 | 0 | 0 | 0 | 0 | 0 | 0 | 0 | 0 | 0 | 0 | 0 | 0 | 0 | 0 | 0
| Humidification | 0 | 0 | 0 | 0 | 0 | 0 | 0 | 0 | 0 | 0 | 0 | 0 | 0 | 0 | 0 | 0
| Heat Recovery | 0 | 0 | 0 | 0 | 0 | 0 | 0 | 0 | 0 | 0 | 0 | 0 | 0 | 0 | 0 | 0
| Water Systems | 0 | 0 | 0 | 0 | 0 | 0 | 0 | 0 | 0 | 0 | 0 | 0 | 0 | 0 | 0 | 0
| Refrigeration | 0 | 0 | 0 | 0 | 0 | 0 | 0 | 0 | 0 | 0 | 0 | 0 | 0 | 0 | 0 | 0
| Generators | 0 | 0 | 0 | 0 | 0 | 0 | 0 | 0 | 0 | 0 | 0 | 0 | 0 | 0 | 0 | 0
| Total End Uses | 0 | 0 | 0 | 0 | 0 | 0 | 0 | 0 | 0 | 0 | 0 | 0 | 0 | 0 | 0 | 0
Purchased Heating (MJ)
| Heating | 0 | 0 | 0 | 0 | 0 | 0 | 0 | 0 | 0 | 0 | 0 | 0 | 0 | 0 | 0 | 0
| Cooling | 0 | 0 | 0 | 0 | 0 | 0 | 0 | 0 | 0 | 0 | 0 | 0 | 0 | 0 | 0 | 0
| Interior Lighting | 0 | 0 | 0 | 0 | 0 | 0 | 0 | 0 | 0 | 0 | 0 | 0 | 0 | 0 | 0 | 0
| Exterior Lighting | 0 | 0 | 0 | 0 | 0 | 0 | 0 | 0 | 0 | 0 | 0 | 0 | 0 | 0 | 0 | 0
| Interior Equipment | 0 | 0 | 0 | 0 | 0 | 0 | 0 | 0 | 0 | 0 | 0 | 0 | 0 | 0 | 0 | 0
| Exterior Equipment | 0 | 0 | 0 | 0 | 0 | 0 | 0 | 0 | 0 | 0 | 0 | 0 | 0 | 0 | 0 | 0
| Fans | 0 | 0 | 0 | 0 | 0 | 0 | 0 | 0 | 0 | 0 | 0 | 0 | 0 | 0 | 0 | 0
| Pumps | 0 | 0 | 0 | 0 | 0 | 0 | 0 | 0 | 0 | 0 | 0 | 0 | 0 | 0 | 0 | 0
| Heat Rejection | 0 | 0 | 0 | 0 | 0 | 0 | 0 | 0 | 0 | 0 | 0 | 0 | 0 | 0 | 0 | 0
| Humidification | 0 | 0 | 0 | 0 | 0 | 0 | 0 | 0 | 0 | 0 | 0 | 0 | 0 | 0 | 0 | 0
| Heat Recovery | 0 | 0 | 0 | 0 | 0 | 0 | 0 | 0 | 0 | 0 | 0 | 0 | 0 | 0 | 0 | 0
| Water Systems | 0 | 0 | 0 | 0 | 0 | 0 | 0 | 0 | 0 | 0 | 0 | 0 | 0 | 0 | 0 | 0
| Refrigeration | 0 | 0 | 0 | 0 | 0 | 0 | 0 | 0 | 0 | 0 | 0 | 0 | 0 | 0 | 0 | 0
| Generators | 0 | 0 | 0 | 0 | 0 | 0 | 0 | 0 | 0 | 0 | 0 | 0 | 0 | 0 | 0 | 0
| Total End Uses | 0 | 0 | 0 | 0 | 0 | 0 | 0 | 0 | 0 | 0 | 0 | 0 | 0 | 0 | 0 | 0
| Total Building (MJ) | 2666450 | 2703530 | 2613120 | 2790840 | 2355400 | 2643300 | 2544940 | 3055560 | 2807530 | 2884810 | 3328330 | 3009480 | 3633290 | 3355420 | 3950000 | 4953070
Energy - End Use Intensities
Electricity (MJ/m2)
| Heating (elec) | 0 | 0 | 0 | 0 | 0 | 0 | 0 | 0 | 0 | 0 | 0 | 0 | 0 | 0 | 0 | 0
| Cooling (elec) | 1028.1131 | 677.4137 | 657.7717 | 384.349 | 149.0561 | 459.4933 | 29.7564 | 275.7312 | 221.9701 | 46.2291 | 194.0722 | 141.8957 | 169.8523 | 79.3896 | 58.3782 | 20.4832
| Interior Lighting (elec) | 566.9569 | 566.9569 | 566.9569 | 566.9569 | 566.9569 | 566.9569 | 566.9569 | 566.9569 | 566.9569 | 566.9569 | 566.9569 | 566.9569 | 566.9569 | 566.9569 | 566.9569 | 566.9569
| Exterior Lighting (elec) | 33.004 | 32.9453 | 32.9453 | 33.004 | 32.9844 | 32.9649 | 32.9258 | 32.9649 | 32.9453 | 32.9062 | 32.9062 | 32.9258 | 32.9453 | 32.9062 | 32.8866 | 32.691
| Interior Equipment (elec) | 1171.9652 | 1171.9652 | 1171.9652 | 1171.9652 | 1171.9652 | 1171.9652 | 1171.9652 | 1171.9652 | 1171.9652 | 1171.9652 | 1171.9652 | 1171.9652 | 1171.9652 | 1171.9652 | 1171.9652 | 1171.9652
| Exterior Equipment (elec) | 0 | 0 | 0 | 0 | 0 | 0 | 0 | 0 | 0 | 0 | 0 | 0 | 0 | 0 | 0 | 0
| Fans (elec) | 443.9597 | 402.8172 | 411.1905 | 405.8691 | 394.5417 | 403.8541 | 206.0256 | 235.2734 | 416.5509 | 214.9271 | 242.4533 | 250.9048 | 245.5248 | 252.3721 | 237.7776 | 478.3136
| Pumps (elec) | 0 | 0 | 0 | 0 | 0 | 0 | 0 | 0 | 0 | 0 | 0 | 0 | 0 | 0 | 0 | 0
| Heat Rejection (elec) | 0 | 0 | 0 | 0 | 0 | 0 | 0 | 0 | 0 | 0 | 0 | 0 | 0 | 0 | 0 | 0
| Humidification (elec) | 0 | 0 | 0 | 0 | 0 | 0 | 0 | 0 | 0 | 0 | 0 | 0 | 0 | 0 | 0 | 0
| Heat Recovery (elec) | 0 | 0 | 0 | 0 | 0 | 0 | 0 | 0 | 0 | 0 | 0 | 0 | 0 | 0 | 0 | 0
| Water Systems (elec) | 0 | 0 | 0 | 0 | 0 | 0 | 0 | 0 | 0 | 0 | 0 | 0 | 0 | 0 | 0 | 0
| Refrigeration (elec) | 131.6639 | 126.5382 | 126.0491 | 121.256 | 121.6668 | 122.3516 | 116.8542 | 117.7345 | 117.3628 | 114.6826 | 115.2891 | 114.6239 | 114.1544 | 112.2958 | 110.5351 | 107.8744
| Generators (elec) | 0 | 0 | 0 | 0 | 0 | 0 | 0 | 0 | 0 | 0 | 0 | 0 | 0 | 0 | 0 | 0
| Total End Uses | 3375.6823 | 2978.656 | 2966.8982 | 2683.4197 | 2437.2102 | 2757.6054 | 2124.5036 | 2400.626 | 2527.7903 | 2147.6866 | 2323.6623 | 2279.2918 | 2301.4184 | 2215.9053 | 2178.519 | 2378.3038
Gas (MJ/m2)
| Heating (gas) | 30.4607 | 437.6797 | 308.4026 | 843.6271 | 249.6136 | 533.5811 | 881.7177 | 1597.1046 | 993.6418 | 1491.3822 | 2166.233 | 1588.9856 | 2749.2713 | 2284.6523 | 3432.691 | 5123.7601
| Cooling (gas) | 0 | 0 | 0 | 0 | 0 | 0 | 0 | 0 | 0 | 0 | 0 | 0 | 0 | 0 | 0 | 0
| Interior Lighting (gas) | 0 | 0 | 0 | 0 | 0 | 0 | 0 | 0 | 0 | 0 | 0 | 0 | 0 | 0 | 0 | 0
| Exterior Lighting (gas) | 0 | 0 | 0 | 0 | 0 | 0 | 0 | 0 | 0 | 0 | 0 | 0 | 0 | 0 | 0 | 0
| Interior Equipment (gas) | 1566.8982 | 1566.8982 | 1566.8982 | 1566.8982 | 1566.8982 | 1566.8982 | 1566.8982 | 1566.8982 | 1566.8982 | 1566.8982 | 1566.8982 | 1566.8982 | 1566.8982 | 1566.8982 | 1566.8982 | 1566.8982
| Exterior Equipment (gas) | 0 | 0 | 0 | 0 | 0 | 0 | 0 | 0 | 0 | 0 | 0 | 0 | 0 | 0 | 0 | 0
| Fans (gas) | 0 | 0 | 0 | 0 | 0 | 0 | 0 | 0 | 0 | 0 | 0 | 0 | 0 | 0 | 0 | 0
| Pumps (gas) | 0 | 0 | 0 | 0 | 0 | 0 | 0 | 0 | 0 | 0 | 0 | 0 | 0 | 0 | 0 | 0
| Heat Rejection (gas) | 0 | 0 | 0 | 0 | 0 | 0 | 0 | 0 | 0 | 0 | 0 | 0 | 0 | 0 | 0 | 0
| Humidification (gas) | 0 | 0 | 0 | 0 | 0 | 0 | 0 | 0 | 0 | 0 | 0 | 0 | 0 | 0 | 0 | 0
| Heat Recovery (gas) | 0 | 0 | 0 | 0 | 0 | 0 | 0 | 0 | 0 | 0 | 0 | 0 | 0 | 0 | 0 | 0
| Water Systems (gas) | 243.5293 | 305.8789 | 270.0381 | 365.9787 | 354.3187 | 313.2153 | 405.7322 | 413.2055 | 404.2453 | 437.7971 | 454.6611 | 452.509 | 490.4822 | 496.997 | 549.5843 | 621.0897
| Refrigeration (gas) | 0 | 0 | 0 | 0 | 0 | 0 | 0 | 0 | 0 | 0 | 0 | 0 | 0 | 0 | 0 | 0
| Generators (gas) | 0 | 0 | 0 | 0 | 0 | 0 | 0 | 0 | 0 | 0 | 0 | 0 | 0 | 0 | 0 | 0
| Total End Uses | 1840.8882 | 2310.4568 | 2145.3389 | 2776.504 | 2170.85 | 2413.675 | 2854.348 | 3577.1887 | 2964.7853 | 3496.0775 | 4187.7922 | 3608.3733 | 4806.6517 | 4348.5474 | 5549.1539 | 7311.7285
Purchased Cooling (MJ/m2)
| Heating | 0 | 0 | 0 | 0 | 0 | 0 | 0 | 0 | 0 | 0 | 0 | 0 | 0 | 0 | 0 | 0
| Cooling | 0 | 0 | 0 | 0 | 0 | 0 | 0 | 0 | 0 | 0 | 0 | 0 | 0 | 0 | 0 | 0
| Interior Lighting | 0 | 0 | 0 | 0 | 0 | 0 | 0 | 0 | 0 | 0 | 0 | 0 | 0 | 0 | 0 | 0
| Exterior Lighting | 0 | 0 | 0 | 0 | 0 | 0 | 0 | 0 | 0 | 0 | 0 | 0 | 0 | 0 | 0 | 0
| Interior Equipment | 0 | 0 | 0 | 0 | 0 | 0 | 0 | 0 | 0 | 0 | 0 | 0 | 0 | 0 | 0 | 0
| Exterior Equipment | 0 | 0 | 0 | 0 | 0 | 0 | 0 | 0 | 0 | 0 | 0 | 0 | 0 | 0 | 0 | 0
| Fans | 0 | 0 | 0 | 0 | 0 | 0 | 0 | 0 | 0 | 0 | 0 | 0 | 0 | 0 | 0 | 0
| Pumps | 0 | 0 | 0 | 0 | 0 | 0 | 0 | 0 | 0 | 0 | 0 | 0 | 0 | 0 | 0 | 0
| Heat Rejection | 0 | 0 | 0 | 0 | 0 | 0 | 0 | 0 | 0 | 0 | 0 | 0 | 0 | 0 | 0 | 0
| Humidification | 0 | 0 | 0 | 0 | 0 | 0 | 0 | 0 | 0 | 0 | 0 | 0 | 0 | 0 | 0 | 0
| Heat Recovery | 0 | 0 | 0 | 0 | 0 | 0 | 0 | 0 | 0 | 0 | 0 | 0 | 0 | 0 | 0 | 0
| Water Systems | 0 | 0 | 0 | 0 | 0 | 0 | 0 | 0 | 0 | 0 | 0 | 0 | 0 | 0 | 0 | 0
| Refrigeration | 0 | 0 | 0 | 0 | 0 | 0 | 0 | 0 | 0 | 0 | 0 | 0 | 0 | 0 | 0 | 0
| Generators | 0 | 0 | 0 | 0 | 0 | 0 | 0 | 0 | 0 | 0 | 0 | 0 | 0 | 0 | 0 | 0
| Total End Uses | 0 | 0 | 0 | 0 | 0 | 0 | 0 | 0 | 0 | 0 | 0 | 0 | 0 | 0 | 0 | 0
Purchased Heating (MJ/m2)
| Heating | 0 | 0 | 0 | 0 | 0 | 0 | 0 | 0 | 0 | 0 | 0 | 0 | 0 | 0 | 0 | 0
| Cooling | 0 | 0 | 0 | 0 | 0 | 0 | 0 | 0 | 0 | 0 | 0 | 0 | 0 | 0 | 0 | 0
| Interior Lighting | 0 | 0 | 0 | 0 | 0 | 0 | 0 | 0 | 0 | 0 | 0 | 0 | 0 | 0 | 0 | 0
| Exterior Lighting | 0 | 0 | 0 | 0 | 0 | 0 | 0 | 0 | 0 | 0 | 0 | 0 | 0 | 0 | 0 | 0
| Interior Equipment | 0 | 0 | 0 | 0 | 0 | 0 | 0 | 0 | 0 | 0 | 0 | 0 | 0 | 0 | 0 | 0
| Exterior Equipment | 0 | 0 | 0 | 0 | 0 | 0 | 0 | 0 | 0 | 0 | 0 | 0 | 0 | 0 | 0 | 0
| Fans | 0 | 0 | 0 | 0 | 0 | 0 | 0 | 0 | 0 | 0 | 0 | 0 | 0 | 0 | 0 | 0
| Pumps | 0 | 0 | 0 | 0 | 0 | 0 | 0 | 0 | 0 | 0 | 0 | 0 | 0 | 0 | 0 | 0
| Heat Rejection | 0 | 0 | 0 | 0 | 0 | 0 | 0 | 0 | 0 | 0 | 0 | 0 | 0 | 0 | 0 | 0
| Humidification | 0 | 0 | 0 | 0 | 0 | 0 | 0 | 0 | 0 | 0 | 0 | 0 | 0 | 0 | 0 | 0
| Heat Recovery | 0 | 0 | 0 | 0 | 0 | 0 | 0 | 0 | 0 | 0 | 0 | 0 | 0 | 0 | 0 | 0
| Water Systems | 0 | 0 | 0 | 0 | 0 | 0 | 0 | 0 | 0 | 0 | 0 | 0 | 0 | 0 | 0 | 0
| Refrigeration | 0 | 0 | 0 | 0 | 0 | 0 | 0 | 0 | 0 | 0 | 0 | 0 | 0 | 0 | 0 | 0
| Generators | 0 | 0 | 0 | 0 | 0 | 0 | 0 | 0 | 0 | 0 | 0 | 0 | 0 | 0 | 0 | 0
| Total End Uses | 0 | 0 | 0 | 0 | 0 | 0 | 0 | 0 | 0 | 0 | 0 | 0 | 0 | 0 | 0 | 0
| Total Building (MJ/m2) | 5216.5705 | 5289.1128 | 5112.2371 | 5459.9237 | 4608.0407 | 5171.2804 | 4978.8516 | 5977.8147 | 5492.5756 | 5643.7641 | 6511.4546 | 5887.6651 | 7108.07 | 6564.4527 | 7727.6729 | 9690.0518
Peak Energy Demand
Electricity Peak Demand (kW)
| Jan | 80.312 | 73.1956 | 59.5576 | 51.815 | 65.5632 | 50.2639 | 45.5064 | 46.0399 | 49.4508 | 45.6609 | 46.058 | 46.337 | 46.0577 | 46.237 | 45.8802 | 51.1495
| Feb | 82.3006 | 67.9765 | 63.5026 | 54.9237 | 66.3547 | 53.0898 | 50.7914 | 45.9817 | 52.7767 | 45.6475 | 46.0633 | 46.2525 | 46.059 | 46.2773 | 45.8888 | 50.1588
| Mar | 82.3165 | 75.5206 | 73.7659 | 62.6375 | 62.786 | 59.4532 | 45.5097 | 57.9871 | 54.412 | 47.8111 | 49.9995 | 56.2937 | 46.0953 | 50.8445 | 45.8979 | 50.1799
| Apr | 85.726 | 80.4043 | 76.9616 | 72.078 | 67.6138 | 74.2946 | 52.8484 | 59.345 | 63.694 | 50.6784 | 49.7494 | 55.5705 | 57.1196 | 49.4187 | 45.9217 | 50.1917
| May | 88.0992 | 85.0996 | 89.2696 | 81.6243 | 70.2906 | 80.3745 | 55.3511 | 71.9758 | 69.8203 | 57.5296 | 71.6092 | 63.8006 | 79.7045 | 57.9115 | 55.4843 | 53.7856
| Jun | 90.3107 | 85.5716 | 95.6412 | 83.1729 | 67.1046 | 92.079 | 58.3804 | 82.321 | 73.8906 | 62.8298 | 80.981 | 71.1248 | 80.6798 | 69.6691 | 69.7736 | 64.0927
| Jul | 89.9728 | 86.4869 | 94.8902 | 86.889 | 71.3242 | 90.6836 | 67.4606 | 83.21 | 76.5303 | 65.9891 | 83.1807 | 72.2649 | 81.5229 | 70.0463 | 76.0687 | 66.3123
| Aug | 90.3023 | 86.1196 | 95.3124 | 84.4028 | 77.3762 | 90.1395 | 62.9115 | 82.8277 | 76.5335 | 65.036 | 81.392 | 73.5146 | 80.9929 | 68.6132 | 72.8962 | 62.7031
| Sep | 89.2591 | 84.9739 | 90.3588 | 79.3043 | 78.3408 | 85.4581 | 67.7932 | 73.5887 | 69.6787 | 73.7859 | 72.9278 | 66.7901 | 66.9809 | 64.8378 | 60.2385 | 50.2239
| Oct | 88.433 | 82.0916 | 77.0678 | 73.6095 | 70.6629 | 73.6965 | 55.5506 | 68.3723 | 63.6208 | 50.8626 | 61.6844 | 60.0875 | 61.8579 | 54.2924 | 55.8396 | 50.2025
| Nov | 85.4062 | 76.5921 | 69.788 | 59.0229 | 67.6176 | 55.9802 | 45.538 | 61.5119 | 51.3778 | 45.6814 | 61.6459 | 50.2546 | 46.0975 | 46.2529 | 45.944 | 50.2163
| Dec | 78.1637 | 76.2002 | 58.9001 | 54.2059 | 66.6045 | 54.8982 | 45.5163 | 46.0029 | 49.4462 | 45.6562 | 46.0689 | 46.2551 | 46.0668 | 46.2389 | 45.8814 | 51.3009
Time of Peak Electrical Demand
| Jan | 06-JAN-12:00 | 03-JAN-12:15 | 28-JAN-16:00 | 23-JAN-17:15 | 26-JAN-12:00 | 18-JAN-12:00 | 05-JAN-11:15 | 09-JAN-11:15 | 21-JAN-11:15 | 14-JAN-11:15 | 17-JAN-11:15 | 27-JAN-11:15 | 16-JAN-11:15 | 23-JAN-11:15 | 16-JAN-11:15 | 01-JAN-11:15
| Feb | 23-FEB-12:15 | 24-FEB-12:00 | 28-FEB-17:15 | 18-FEB-16:30 | 12-FEB-12:00 | 08-FEB-12:00 | 14-FEB-12:00 | 13-FEB-11:15 | 14-FEB-16:15 | 20-FEB-11:15 | 28-FEB-11:15 | 11-FEB-11:15 | 18-FEB-11:15 | 11-FEB-11:15 | 21-FEB-11:15 | 27-FEB-11:15
| Mar | 13-MAR-11:00 | 25-MAR-17:30 | 17-MAR-17:15 | 28-MAR-17:30 | 04-MAR-12:00 | 31-MAR-15:00 | 01-MAR-11:15 | 09-MAR-18:00 | 25-MAR-15:00 | 29-MAR-16:15 | 31-MAR-17:15 | 26-MAR-16:00 | 19-MAR-10:15 | 30-MAR-17:15 | 30-MAR-10:15 | 31-MAR-10:15
| Apr | 01-APR-17:15 | 29-APR-17:15 | 01-APR-17:15 | 14-APR-17:15 | 11-APR-16:15 | 21-APR-17:15 | 29-APR-11:00 | 05-APR-17:15 | 21-APR-17:15 | 29-APR-17:15 | 07-APR-11:00 | 24-APR-11:00 | 01-APR-17:15 | 06-APR-17:15 | 14-APR-10:15 | 14-APR-10:15
| May | 23-MAY-11:00 | 26-MAY-17:45 | 28-MAY-16:00 | 31-MAY-17:00 | 29-MAY-11:00 | 31-MAY-17:15 | 09-MAY-11:00 | 15-MAY-17:15 | 31-MAY-17:15 | 05-MAY-17:00 | 30-MAY-17:15 | 23-MAY-17:15 | 27-MAY-15:15 | 16-MAY-17:15 | 31-MAY-17:15 | 30-MAY-17:15
| Jun | 28-JUN-15:15 | 13-JUN-16:30 | 28-JUN-17:15 | 19-JUN-17:15 | 28-JUN-11:00 | 27-JUN-15:00 | 16-JUN-11:00 | 30-JUN-16:00 | 20-JUN-17:15 | 18-JUN-15:30 | 08-JUN-11:00 | 28-JUN-11:00 | 29-JUN-17:30 | 30-JUN-16:15 | 14-JUN-17:30 | 20-JUN-17:00
| Jul | 11-JUL-10:00 | 30-JUL-15:00 | 19-JUL-16:00 | 03-JUL-16:30 | 29-JUL-10:15 | 25-JUL-16:30 | 02-JUL-15:15 | 25-JUL-10:00 | 31-JUL-17:15 | 24-JUL-17:00 | 14-JUL-11:00 | 17-JUL-11:00 | 13-JUL-17:15 | 21-JUL-17:15 | 06-JUL-17:00 | 29-JUL-17:00
| Aug | 21-AUG-15:30 | 27-AUG-15:00 | 01-AUG-16:00 | 17-AUG-16:15 | 08-AUG-11:00 | 04-AUG-16:30 | 15-AUG-11:00 | 04-AUG-16:30 | 01-AUG-17:15 | 18-AUG-17:30 | 04-AUG-16:00 | 30-AUG-11:00 | 25-AUG-17:30 | 09-AUG-17:15 | 11-AUG-17:30 | 15-AUG-17:15
| Sep | 06-SEP-11:00 | 16-SEP-10:15 | 12-SEP-17:30 | 01-SEP-17:00 | 24-SEP-10:00 | 01-SEP-11:00 | 28-SEP-15:30 | 05-SEP-11:00 | 02-SEP-17:15 | 02-SEP-15:00 | 06-SEP-11:15 | 01-SEP-17:15 | 14-SEP-11:00 | 01-SEP-17:15 | 08-SEP-17:00 | 01-SEP-10:15
| Oct | 07-OCT-10:15 | 29-OCT-15:30 | 13-OCT-17:15 | 12-OCT-15:00 | 19-OCT-11:00 | 06-OCT-11:15 | 16-OCT-17:30 | 20-OCT-17:30 | 11-OCT-16:15 | 17-OCT-17:30 | 31-OCT-11:00 | 05-OCT-16:15 | 08-OCT-15:15 | 06-OCT-17:15 | 07-OCT-15:15 | 02-OCT-10:15
| Nov | 01-NOV-11:15 | 26-NOV-11:00 | 13-NOV-12:00 | 22-NOV-12:00 | 20-NOV-12:00 | 10-NOV-12:00 | 08-NOV-11:15 | 04-NOV-11:00 | 01-NOV-17:15 | 03-NOV-10:15 | 02-NOV-11:00 | 10-NOV-12:00 | 03-NOV-10:15 | 21-NOV-11:15 | 09-NOV-11:15 | 16-NOV-11:15
| Dec | 19-DEC-12:00 | 02-DEC-12:00 | 13-DEC-12:00 | 31-DEC-12:00 | 19-DEC-12:00 | 05-DEC-12:00 | 03-DEC-11:15 | 23-DEC-11:15 | 08-DEC-11:15 | 31-DEC-11:15 | 12-DEC-11:15 | 30-DEC-11:15 | 02-DEC-11:15 | 01-DEC-11:15 | 02-DEC-11:15 | 18-DEC-11:15
Source Energy
| Total Source Energy (GJ) | 6750.96 | 6819.51 | 5994.26 | 6163.93 | 5067.4 | 6389.22 | 4954.2 | 6384.75 | 5941.99 | 3863.78 | 6549.26 | 5879.77 | 6726.13 | 6364.39 | 6924.68 | 8423.62
| Total Source Energy (MJ/m2) | 13207.31 | 13341.41 | 11726.92 | 12058.87 | 9913.66 | 12499.62 | 9692.2 | 12490.86 | 11624.67 | 7558.94 | 12812.7 | 11502.96 | 13158.74 | 12451.03 | 13547.17 | 16479.63
Water Consumption (m3)
| Cooling | 0 | 0 | 0 | 0 | 0 | 0 | 0 | 0 | 0 | 0 | 0 | 0 | 0 | 0 | 0 | 0
| Heat Rejection | 0 | 0 | 0 | 0 | 0 | 0 | 0 | 0 | 0 | 0 | 0 | 0 | 0 | 0 | 0 | 0
| Water Systems | 1377.36 | 1377.36 | 1377.36 | 1377.36 | 1377.36 | 1377.36 | 1377.36 | 1377.36 | 1377.36 | 1377.36 | 1377.36 | 1377.36 | 1377.36 | 1377.36 | 1377.36 | 1377.36
| Total Building | 1377.36 | 1377.36 | 1377.36 | 1377.36 | 1377.36 | 1377.36 | 1377.36 | 1377.36 | 1377.36 | 1377.36 | 1377.36 | 1377.36 | 1377.36 | 1377.36 | 1377.36 | 1377.36
Emissions
| Carbon Equivalent (kg) | 148416.1696 | 162368.6753 | 146941.941 | 142956.4989 | 60450.9514 | 154305.1874 | 61562.1683 | 124954.3428 | 173941.9226 | 54435.006 | 214501.7606 | 165461.0467 | 156155.6645 | 155059.3686 | 157026.8695 | 162416.2185
| CO2 (kg) | 353399.2875 | 415520.2083 | 356191.8001 | 340310.8515 | 165783.1805 | 377057.7932 | 170131.9618 | 301536.3437 | 420580.4026 | 145863.6147 | 517376.2847 | 404135.8382 | 385865.4451 | 383227.2785 | 391869.4472 | 432747.0962
| NOX (kg) | 581.3048 | 521.1491 | 557.3278 | 581.4887 | 144.8847 | 571.2919 | 149.5546 | 498.9093 | 671.0757 | 169.2975 | 840.2634 | 627.7116 | 586.7597 | 579.8351 | 579.5845 | 474.9834
| SO2 (kg) | 2051.8481 | 2017.6824 | 1694.2567 | 1337.7164 | 1007.261 | 2154.1237 | 878.1529 | 1244.7504 | 1567.6962 | 236.1745 | 2224.0285 | 1413.7095 | 771.8859 | 840.6909 | 730.8042 | 1719.9639
| PM (kg) | 0 | 0 | 0 | 0 | 0 | 0 | 0 | 0 | 0 | 0 | 0 | 0 | 0 | 0 | 0 | 0
| Hg (kg) | 0.0095 | 0.0058 | 0.0047 | 0.005 | 0.0006 | 0.0042 | 0.0006 | 0.0052 | 0.0063 | 0.0011 | 0.0069 | 0.0057 | 0.0059 | 0.0061 | 0.0056 | 0.0062
| Water for Electricity (m3) | 253.913 | 688.1532 | 12513.2 | 2378.86 | 6075.86 | 10741.6 | 5296.28 | 77.3871 | 1629.74 | 3115.53 | 511.8645 | 1469.53 | 506.9627 | 19929.9 | 479.891 | 345.0081

## Miami (hidden)
| Total Energy [GJ] | Energy Per Total Building Area [MJ/m2] | Energy Per Conditioned Building Area [MJ/m2]
Total Site Energy | 2666.45 | 5216.54 | 5216.54
Net Site Energy | 2666.45 | 5216.54 | 5216.54
Total Source Energy | 6750.96 | 13207.31 | 13207.31
Net Source Energy | 6750.96 | 13207.31 | 13207.31
Area [m2]
Total Building Area | 511.15
Net Conditioned Building Area | 511.15
Unconditioned Building Area | 0
| Electricity [GJ] | Natural Gas [GJ] | Other Fuel [GJ] | District Cooling [GJ] | District Heating [GJ] | Water [m3]
Heating | 0 | 15.57 | 0 | 0 | 0 | 0
Cooling | 525.52 | 0 | 0 | 0 | 0 | 0
Interior Lighting | 289.8 | 0 | 0 | 0 | 0 | 0
Exterior Lighting | 16.87 | 0 | 0 | 0 | 0 | 0
Interior Equipment | 599.05 | 800.92 | 0 | 0 | 0 | 0
Exterior Equipment | 0 | 0 | 0 | 0 | 0 | 0
Fans | 226.93 | 0 | 0 | 0 | 0 | 0
Pumps | 0 | 0 | 0 | 0 | 0 | 0
Heat Rejection | 0 | 0 | 0 | 0 | 0 | 0
Humidification | 0 | 0 | 0 | 0 | 0 | 0
Heat Recovery | 0 | 0 | 0 | 0 | 0 | 0
Water Systems | 0 | 124.48 | 0 | 0 | 0 | 1377.36
Refrigeration | 67.3 | 0 | 0 | 0 | 0 | 0
Generators | 0 | 0 | 0 | 0 | 0 | 0
Total End Uses | 1725.48 | 940.97 | 0 | 0 | 0 | 1377.36
| Area [m2] | Conditioned (Y/N) | Volume [m3] | Multipliers | Gross Wall Area [m2] | Window Glass Area [m2] | Lighting [W/m2] | People [m2] per person | Plug and Process [W/m2]
DINING | 371.75 | Yes | 1133.39 | 1 | 169.19 | 47.17 | 27.38 | 1.39 | 60.2612
KITCHEN | 139.41 | Yes | 425.02 | 1 | 106.53 | 0 | 16.37 | 18.59 | 1579.5173
ATTIC | 511.15 | No | 856.26 | 1 | 0 | 0 | 0 |  | 0
Total | 1022.31 |  | 2414.66 |  | 275.72 | 47.17 | 12.1886 | 3.72 | 237.3016
Conditioned Total | 511.15 |  | 1558.4 |  | 275.72 | 47.17 | 24.3773 | 1.86 | 474.6032
Unconditioned Total | 511.15 |  | 856.26 |  | 0 | 0 | 0 |  | 0
| Construction | Reflectance | U-Factor with Film [W/m2-K] | U-Factor no Film [W/m2-K] | Gross Area [m2] | Azimuth [deg] | Tilt [deg] | Cardinal Direction
DINING_WALL_EAST | EXT-WALLS-STEELFRAME-NONRES | 0.22 | 3.125 | 5.873 | 50.13 | 90 | 90 | E
DINING_WALL_SOUTH | EXT-WALLS-STEELFRAME-NONRES | 0.22 | 3.125 | 5.873 | 68.93 | 180 | 90 | S
DINING_WALL_WEST | EXT-WALLS-STEELFRAME-NONRES | 0.22 | 3.125 | 5.873 | 50.13 | 270 | 90 | W
DINING_FLOOR | EXT-SLAB | 0.3 | 3.12 | 12.904 | 371.75 | 0 | 180
KITCHEN_WALL_EAST | EXT-WALLS-STEELFRAME-NONRES | 0.22 | 3.125 | 5.873 | 18.8 | 90 | 90 | E
KITCHEN_WALL_NORTH | EXT-WALLS-STEELFRAME-NONRES | 0.22 | 3.125 | 5.873 | 68.93 | 0 | 90 | N
KITCHEN_WALL_WEST | EXT-WALLS-STEELFRAME-NONRES | 0.22 | 3.125 | 5.873 | 18.8 | 270 | 90 | W
KITCHEN_FLOOR | EXT-SLAB | 0.3 | 3.12 | 12.904 | 139.41 | 0 | 180
EAST-ROOF | ATTIC-ROOF-NONRES | 0.3 | 4.035 | 16.833 | 224.5 | 90 | 18.44
NORTH-ROOF | ATTIC-ROOF-NONRES | 0.3 | 4.035 | 16.833 | 60.26 | 0 | 45
SOUTH-ROOF | ATTIC-ROOF-NONRES | 0.3 | 4.035 | 16.833 | 60.26 | 180 | 45
WEST-ROOF | ATTIC-ROOF-NONRES | 0.3 | 4.035 | 16.833 | 224.5 | 270 | 18.44
| Construction | Area of One Opening [m2] | Area of Openings [m2] | U-Factor [W/m2-K] | SHGC | Visible Transmittance | Shade Control | Parent Surface | Azimuth [deg] | Cardinal Direction
DINING_WALL_EAST_WINDOW | WINDOW-NONRES-FIXED | 13.94 | 13.94 | 5.835 | 0.251 | 0.11 | No | DINING_WALL_EAST | 90 | E
DINING_WALL_SOUTH_WINDOW | WINDOW-NONRES-FIXED | 19.3 | 19.3 | 5.835 | 0.251 | 0.11 | No | DINING_WALL_SOUTH | 180 | S
DINING_WALL_WEST_WINDOW | WINDOW-NONRES-FIXED | 13.94 | 13.94 | 5.835 | 0.251 | 0.11 | No | DINING_WALL_WEST | 270 | W
Total or Average |  |  | 47.17 | 5.83 | 0.251 | 0.11
North Total or Average |  |  | 0 | - | - | -
Non-North Total or Average |  |  | 47.17 | 5.83 | 0.251 | 0.11
| Type | Nominal Capacity [W] | Nominal Efficiency [W/W]
None
| Type | Nominal Total Capacity [W] | Nominal Sensible Capacity [W] | Nominal Latent Capacity [W] | Nominal Sensible Heat Ratio | Nominal Efficiency [W/W]
PSZ-AC_1:1_COOLC DXCOIL | Coil:Cooling:DX:SingleSpeed | 96777.54 | 65429.67 | 31347.87 | 0.68 | 2.9
PSZ-AC_2:2_COOLC DXCOIL | Coil:Cooling:DX:SingleSpeed | 26184.08 | 17702.62 | 8481.46 | 0.68 | 2.98
| Type | Nominal Total Capacity [W] | Nominal Efficiency [W/W]
PSZ-AC_1:1_HEATC | Coil:Heating:Gas | 131656.89 | 0.78
PSZ-AC_2:2_HEATC | Coil:Heating:Gas | 40823.36 | 0.8
| Type | Total Efficiency [W/W] | Delta Pressure [pa] | Max Flow Rate [m3/s] | Rated Power [W] | Motor Heat In Air Fraction | End Use
DINING EXHAUST FAN | Fan:ZoneExhaust | 1 | 0 | 1.83 | 0 | 1 | Zone Exhaust Fans
KITCHEN EXHAUST FAN | Fan:ZoneExhaust | 1 | 0 | 0.06 | 0 | 1 | Zone Exhaust Fans
PSZ-AC_1:1_FAN | Fan:ConstantVolume | 0.58 | 1109.65 | 3.9 | 7433.7 | 1 | Fan Energy
PSZ-AC_2:2_FAN | Fan:ConstantVolume | 0.55 | 622 | 1.05 | 1201.2 | 1 | Fan Energy
| Type | Control | Head [pa] | Power [W] | Motor Efficiency [W/W]
SWHSYS1 PUMP | Pump:VariableSpeed | INTERMITTENT | 0.1 | 0 | 1
| Type | Storage Volume [m3] | Input [W] | Thermal Efficiency [W/W] | Recovery Efficiency [W/W] | Energy Factor
SWHSYS1 WATER HEATER | WaterHeater:Mixed | 0.2 | 845000 | 0.78 | 3.35 | 0.56
| CO2:FACILITY [kg] | NOX:FACILITY [kg] | SO2:FACILITY [kg] | PM:FACILITY [kg] | HG:FACILITY [kg] | WATERENVIRONMENTALFACTORS:FACILITY [L] | CARBON EQUIVALENT:FACILITY [kg]
January | 26494.9291 | 42.8469 | 148.0492 | 0 | 0.0007 | 18320.2241 | 11053.4057
February | 24142.8058 | 39.2123 | 136.2381 | 0 | 0.0006 | 16858.8254 | 10089.0846
March | 27336.1726 | 44.531 | 155.2975 | 0 | 0.0007 | 19217.4464 | 11436.796
April | 28341.6215 | 46.5751 | 164.2066 | 0 | 0.0008 | 20320.2812 | 11898.1546
May | 31488.8958 | 52.0628 | 184.9256 | 0 | 0.0009 | 22884.4937 | 13251.0443
June | 31752.8875 | 52.669 | 187.8122 | 0 | 0.0009 | 23241.8452 | 13379.1469
July | 34049.288 | 56.6252 | 202.5529 | 0 | 0.0009 | 25066.1369 | 14361.4815
August | 33718.5427 | 56.029 | 200.2222 | 0 | 0.0009 | 24777.6739 | 14217.355
September | 31787.715 | 52.7108 | 187.8924 | 0 | 0.0009 | 23251.7539 | 13392.2198
October | 30757.5757 | 50.7446 | 179.7731 | 0 | 0.0008 | 22246.7781 | 12932.3739
November | 27404.6865 | 44.8888 | 157.625 | 0 | 0.0007 | 19505.6848 | 11490.1365
December | 26124.1673 | 42.4094 | 147.2533 | 0 | 0.0007 | 18221.8845 | 10914.9707
Annual Sum or Average | 353399.2875 | 581.3048 | 2051.8481 | 0 | 0.0095 | 253913.0281 | 148416.1696
Minimum of Months | 24142.8058 | 39.2123 | 136.2381 | 0 | 0.0006 | 16858.8254 | 10089.0846
Maximum of Months | 34049.288 | 56.6252 | 202.5529 | 0 | 0.0009 | 25066.1369 | 14361.4815
| ELECTRICITY:FACILITY [J] | ELECTRICITY:FACILITY {Maximum}[W] | ELECTRICITY:FACILITY {TIMESTAMP} | INTERIORLIGHTS:ELECTRICITY {AT MAX/MIN} [W] | INTERIOREQUIPMENT:ELECTRICITY {AT MAX/MIN} [W] | FANS:ELECTRICITY {AT MAX/MIN} [W] | HEATING:ELECTRICITY {AT MAX/MIN} [W] | COOLING:ELECTRICITY {AT MAX/MIN} [W] | EXTERIORLIGHTS:ELECTRICITY {AT MAX/MIN} [W] | PUMPS:ELECTRICITY {AT MAX/MIN} [W] | HEATREJECTION:ELECTRICITY [Invalid/Undefined] | EXTERIOREQUIPMENT:ELECTRICITY [Invalid/Undefined] | HUMIDIFICATION:ELECTRICITY [Invalid/Undefined] | HEATRECOVERY:ELECTRICITY [Invalid/Undefined] | WATERSYSTEMS:ELECTRICITY [Invalid/Undefined] | REFRIGERATION:ELECTRICITY {AT MAX/MIN} [W] | GENERATORS:ELECTRICITY [Invalid/Undefined] | ELECTRICITYPRODUCED:FACILITY [Invalid/Undefined]
January | 124496000000 | 80312.012 | 06-JAN-12:00 | 11214.473 | 26914.7 | 8634.904 | 0 | 31394.87 | 0 | 0 | 0 | 0 | 0 | 0 | 0 | 2153.065 | 0 | 0
February | 114565000000 | 82300.553 | 23-FEB-12:15 | 11214.473 | 26914.7 | 8634.904 | 0 | 33064.544 | 0 | 0 | 0 | 0 | 0 | 0 | 0 | 2471.931 | 0 | 0
March | 130593000000 | 82316.548 | 13-MAR-11:00 | 11214.473 | 26914.7 | 8634.904 | 0 | 33391.138 | 0 | 0 | 0 | 0 | 0 | 0 | 0 | 2161.332 | 0 | 0
April | 138088000000 | 85725.974 | 01-APR-17:15 | 11214.473 | 26914.7 | 8634.904 | 0 | 36787.871 | 0 | 0 | 0 | 0 | 0 | 0 | 0 | 2174.025 | 0 | 0
May | 155513000000 | 88099.203 | 23-MAY-11:00 | 11214.473 | 26914.7 | 8634.904 | 0 | 39142.956 | 0 | 0 | 0 | 0 | 0 | 0 | 0 | 2192.169 | 0 | 0
June | 157941000000 | 90310.714 | 28-JUN-15:15 | 11214.473 | 26914.7 | 8634.904 | 0 | 41310.007 | 0 | 0 | 0 | 0 | 0 | 0 | 0 | 2236.629 | 0 | 0
July | 170338000000 | 89972.797 | 11-JUL-10:00 | 11214.473 | 26914.7 | 8634.904 | 0 | 40131.248 | 0 | 0 | 0 | 0 | 0 | 0 | 0 | 3077.471 | 0 | 0
August | 168378000000 | 90302.299 | 21-AUG-15:30 | 11214.473 | 26914.7 | 8634.904 | 0 | 41302.087 | 0 | 0 | 0 | 0 | 0 | 0 | 0 | 2236.134 | 0 | 0
September | 158009000000 | 89259.139 | 06-SEP-11:00 | 11214.473 | 26914.7 | 8634.904 | 0 | 40281.123 | 0 | 0 | 0 | 0 | 0 | 0 | 0 | 2213.939 | 0 | 0
October | 151179000000 | 88433.049 | 07-OCT-10:15 | 11214.473 | 26914.7 | 8634.904 | 0 | 38227.585 | 0 | 0 | 0 | 0 | 0 | 0 | 0 | 3441.386 | 0 | 0
November | 132552000000 | 85406.199 | 01-NOV-11:15 | 11214.473 | 26914.7 | 8634.904 | 0 | 36159.761 | 0 | 0 | 0 | 0 | 0 | 0 | 0 | 2482.36 | 0 | 0
December | 123828000000 | 78163.653 | 19-DEC-12:00 | 11214.473 | 26914.7 | 8634.904 | 0 | 29247.27 | 0 | 0 | 0 | 0 | 0 | 0 | 0 | 2152.305 | 0 | 0
Annual Sum or Average | 1725480000000 | [9 empty] | 0 | 0 | 0 | 0 | 0 |  | 0 | 0
Minimum of Months | 114565000000 | 78163.653 |  | 11214.473 | 26914.7 | 8634.904 | 0 | 29247.27 | 0 | 0 | 0 | 0 | 0 | 0 | 0 | 2152.305 | 0 | 0
Maximum of Months | 170338000000 | 90310.714 |  | 11214.473 | 26914.7 | 8634.904 | 0 | 41310.007 | 0 | 0 | 0 | 0 | 0 | 0 | 0 | 3441.386 | 0 | 0
| Electric | Gas | Other | Total
Cost ($) | 37232.03 | 10790.21 | 0 | 48022.24
Cost per Total Building Area ($/m2) | 72.84 | 21.11 | 0 | 93.95
Cost per Net Conditioned Building Area ($/m2) | 72.84 | 21.11 | 0 | 93.95

## Houston (hidden)
| Total Energy [GJ] | Energy Per Total Building Area [MJ/m2] | Energy Per Conditioned Building Area [MJ/m2]
Total Site Energy | 2703.53 | 5289.08 | 5289.08
Net Site Energy | 2703.53 | 5289.08 | 5289.08
Total Source Energy | 6819.51 | 13341.41 | 13341.41
Net Source Energy | 6819.51 | 13341.41 | 13341.41
Area [m2]
Total Building Area | 511.15
Net Conditioned Building Area | 511.15
Unconditioned Building Area | 0
| Electricity [GJ] | Natural Gas [GJ] | Other Fuel [GJ] | District Cooling [GJ] | District Heating [GJ] | Water [m3]
Heating | 0 | 223.72 | 0 | 0 | 0 | 0
Cooling | 346.26 | 0 | 0 | 0 | 0 | 0
Interior Lighting | 289.8 | 0 | 0 | 0 | 0 | 0
Exterior Lighting | 16.84 | 0 | 0 | 0 | 0 | 0
Interior Equipment | 599.05 | 800.92 | 0 | 0 | 0 | 0
Exterior Equipment | 0 | 0 | 0 | 0 | 0 | 0
Fans | 205.9 | 0 | 0 | 0 | 0 | 0
Pumps | 0 | 0 | 0 | 0 | 0 | 0
Heat Rejection | 0 | 0 | 0 | 0 | 0 | 0
Humidification | 0 | 0 | 0 | 0 | 0 | 0
Heat Recovery | 0 | 0 | 0 | 0 | 0 | 0
Water Systems | 0 | 156.35 | 0 | 0 | 0 | 1377.36
Refrigeration | 64.68 | 0 | 0 | 0 | 0 | 0
Generators | 0 | 0 | 0 | 0 | 0 | 0
Total End Uses | 1522.54 | 1180.99 | 0 | 0 | 0 | 1377.36
| Area [m2] | Conditioned (Y/N) | Volume [m3] | Multipliers | Gross Wall Area [m2] | Window Glass Area [m2] | Lighting [W/m2] | People [m2] per person | Plug and Process [W/m2]
DINING | 371.75 | Yes | 1133.39 | 1 | 169.19 | 47.17 | 27.38 | 1.39 | 60.2612
KITCHEN | 139.41 | Yes | 425.02 | 1 | 106.53 | 0 | 16.37 | 18.59 | 1579.5173
ATTIC | 511.15 | No | 856.26 | 1 | 0 | 0 | 0 |  | 0
Total | 1022.31 |  | 2414.66 |  | 275.72 | 47.17 | 12.1886 | 3.72 | 237.3016
Conditioned Total | 511.15 |  | 1558.4 |  | 275.72 | 47.17 | 24.3773 | 1.86 | 474.6032
Unconditioned Total | 511.15 |  | 856.26 |  | 0 | 0 | 0 |  | 0
| Construction | Reflectance | U-Factor with Film [W/m2-K] | U-Factor no Film [W/m2-K] | Gross Area [m2] | Azimuth [deg] | Tilt [deg] | Cardinal Direction
DINING_WALL_EAST | EXT-WALLS-STEELFRAME-NONRES | 0.22 | 0.852 | 0.976 | 50.13 | 90 | 90 | E
DINING_WALL_SOUTH | EXT-WALLS-STEELFRAME-NONRES | 0.22 | 0.852 | 0.976 | 68.93 | 180 | 90 | S
DINING_WALL_WEST | EXT-WALLS-STEELFRAME-NONRES | 0.22 | 0.852 | 0.976 | 50.13 | 270 | 90 | W
DINING_FLOOR | EXT-SLAB | 0.3 | 3.12 | 12.904 | 371.75 | 0 | 180
KITCHEN_WALL_EAST | EXT-WALLS-STEELFRAME-NONRES | 0.22 | 0.852 | 0.976 | 18.8 | 90 | 90 | E
KITCHEN_WALL_NORTH | EXT-WALLS-STEELFRAME-NONRES | 0.22 | 0.852 | 0.976 | 68.93 | 0 | 90 | N
KITCHEN_WALL_WEST | EXT-WALLS-STEELFRAME-NONRES | 0.22 | 0.852 | 0.976 | 18.8 | 270 | 90 | W
KITCHEN_FLOOR | EXT-SLAB | 0.3 | 3.12 | 12.904 | 139.41 | 0 | 180
EAST-ROOF | ATTIC-ROOF-NONRES | 0.3 | 4.035 | 16.833 | 224.5 | 90 | 18.44
NORTH-ROOF | ATTIC-ROOF-NONRES | 0.3 | 4.035 | 16.833 | 60.26 | 0 | 45
SOUTH-ROOF | ATTIC-ROOF-NONRES | 0.3 | 4.035 | 16.833 | 60.26 | 180 | 45
WEST-ROOF | ATTIC-ROOF-NONRES | 0.3 | 4.035 | 16.833 | 224.5 | 270 | 18.44
| Construction | Area of One Opening [m2] | Area of Openings [m2] | U-Factor [W/m2-K] | SHGC | Visible Transmittance | Shade Control | Parent Surface | Azimuth [deg] | Cardinal Direction
DINING_WALL_EAST_WINDOW | WINDOW-NONRES-FIXED | 13.94 | 13.94 | 5.835 | 0.251 | 0.11 | No | DINING_WALL_EAST | 90 | E
DINING_WALL_SOUTH_WINDOW | WINDOW-NONRES-FIXED | 19.3 | 19.3 | 5.835 | 0.251 | 0.11 | No | DINING_WALL_SOUTH | 180 | S
DINING_WALL_WEST_WINDOW | WINDOW-NONRES-FIXED | 13.94 | 13.94 | 5.835 | 0.251 | 0.11 | No | DINING_WALL_WEST | 270 | W
Total or Average |  |  | 47.17 | 5.83 | 0.251 | 0.11
North Total or Average |  |  | 0 | - | - | -
Non-North Total or Average |  |  | 47.17 | 5.83 | 0.251 | 0.11
| Type | Nominal Capacity [W] | Nominal Efficiency [W/W]
None
| Type | Nominal Total Capacity [W] | Nominal Sensible Capacity [W] | Nominal Latent Capacity [W] | Nominal Sensible Heat Ratio | Nominal Efficiency [W/W]
PSZ-AC_1:1_COOLC DXCOIL | Coil:Cooling:DX:SingleSpeed | 88584.17 | 59890.27 | 28693.9 | 0.68 | 2.9
PSZ-AC_2:2_COOLC DXCOIL | Coil:Cooling:DX:SingleSpeed | 21436.33 | 14492.74 | 6943.59 | 0.68 | 2.98
| Type | Nominal Total Capacity [W] | Nominal Efficiency [W/W]
PSZ-AC_1:1_HEATC | Coil:Heating:Gas | 157155.52 | 0.78
PSZ-AC_2:2_HEATC | Coil:Heating:Gas | 44120.54 | 0.8
| Type | Total Efficiency [W/W] | Delta Pressure [pa] | Max Flow Rate [m3/s] | Rated Power [W] | Motor Heat In Air Fraction | End Use
DINING EXHAUST FAN | Fan:ZoneExhaust | 1 | 0 | 1.83 | 0 | 1 | Zone Exhaust Fans
KITCHEN EXHAUST FAN | Fan:ZoneExhaust | 1 | 0 | 0.06 | 0 | 1 | Zone Exhaust Fans
PSZ-AC_1:1_FAN | Fan:ConstantVolume | 0.58 | 1109.65 | 3.57 | 6804.35 | 1 | Fan Energy
PSZ-AC_2:2_FAN | Fan:ConstantVolume | 0.54 | 622 | 0.86 | 1001.28 | 1 | Fan Energy
| Type | Control | Head [pa] | Power [W] | Motor Efficiency [W/W]
SWHSYS1 PUMP | Pump:VariableSpeed | INTERMITTENT | 0.1 | 0 | 1
| Type | Storage Volume [m3] | Input [W] | Thermal Efficiency [W/W] | Recovery Efficiency [W/W] | Energy Factor
SWHSYS1 WATER HEATER | WaterHeater:Mixed | 0.2 | 845000 | 0.78 | 3.35 | 0.56
| CO2:FACILITY [kg] | NOX:FACILITY [kg] | SO2:FACILITY [kg] | PM:FACILITY [kg] | HG:FACILITY [kg] | WATERENVIRONMENTALFACTORS:FACILITY [L] | CARBON EQUIVALENT:FACILITY [kg]
January | 32409.2544 | 39.5054 | 141.371 | 0 | 0.0004 | 48210.378 | 12516.9688
February | 28704.371 | 34.92 | 124.2394 | 0 | 0.0004 | 42367.759 | 11077.1502
March | 30828.6478 | 38.2902 | 144.4405 | 0 | 0.0004 | 49261.1534 | 11998.2182
April | 31855.5131 | 40.1052 | 156.8089 | 0 | 0.0004 | 53482.2045 | 12467.4171
May | 36576.4298 | 46.3573 | 184.3692 | 0 | 0.0005 | 62883.6122 | 14354.8334
June | 38712.067 | 49.2673 | 197.9818 | 0 | 0.0006 | 67527.5312 | 15219.1964
July | 42003.5832 | 53.5588 | 216.2506 | 0 | 0.0006 | 73759.1272 | 16526.4268
August | 41090.484 | 52.3535 | 210.9757 | 0 | 0.0006 | 71959.7553 | 16161.8833
September | 36951.6087 | 46.9477 | 187.8702 | 0 | 0.0005 | 64078.2745 | 14516.8928
October | 34044.9636 | 42.9622 | 168.9946 | 0 | 0.0005 | 57638.8404 | 13337.2705
November | 30555.1165 | 38.1204 | 145.5396 | 0 | 0.0004 | 49636.899 | 11913.6729
December | 31788.1692 | 38.7612 | 138.841 | 0 | 0.0004 | 47347.6558 | 12278.7448
Annual Sum or Average | 415520.2083 | 521.1491 | 2017.6824 | 0 | 0.0058 | 688153.1903 | 162368.6753
Minimum of Months | 28704.371 | 34.92 | 124.2394 | 0 | 0.0004 | 42367.759 | 11077.1502
Maximum of Months | 42003.5832 | 53.5588 | 216.2506 | 0 | 0.0006 | 73759.1272 | 16526.4268
| ELECTRICITY:FACILITY [J] | ELECTRICITY:FACILITY {Maximum}[W] | ELECTRICITY:FACILITY {TIMESTAMP} | INTERIORLIGHTS:ELECTRICITY {AT MAX/MIN} [W] | INTERIOREQUIPMENT:ELECTRICITY {AT MAX/MIN} [W] | FANS:ELECTRICITY {AT MAX/MIN} [W] | HEATING:ELECTRICITY {AT MAX/MIN} [W] | COOLING:ELECTRICITY {AT MAX/MIN} [W] | EXTERIORLIGHTS:ELECTRICITY {AT MAX/MIN} [W] | PUMPS:ELECTRICITY {AT MAX/MIN} [W] | HEATREJECTION:ELECTRICITY [Invalid/Undefined] | EXTERIOREQUIPMENT:ELECTRICITY [Invalid/Undefined] | HUMIDIFICATION:ELECTRICITY [Invalid/Undefined] | HEATRECOVERY:ELECTRICITY [Invalid/Undefined] | WATERSYSTEMS:ELECTRICITY [Invalid/Undefined] | REFRIGERATION:ELECTRICITY {AT MAX/MIN} [W] | GENERATORS:ELECTRICITY [Invalid/Undefined] | ELECTRICITYPRODUCED:FACILITY [Invalid/Undefined]
January | 106666000000 | 73195.645 | 03-JAN-12:15 | 11214.473 | 26914.7 | 7805.628 | 0 | 24823.602 | 0 | 0 | 0 | 0 | 0 | 0 | 0 | 2437.241 | 0 | 0
February | 93738800000 | 67976.49 | 24-FEB-12:00 | 11214.473 | 26914.7 | 7805.628 | 0 | 19917.188 | 0 | 0 | 0 | 0 | 0 | 0 | 0 | 2124.5 | 0 | 0
March | 108990000000 | 75520.614 | 25-MAR-17:30 | 11214.473 | 26914.7 | 7805.628 | 0 | 27428.929 | 0 | 0 | 0 | 0 | 0 | 0 | 0 | 2156.884 | 0 | 0
April | 118329000000 | 80404.273 | 29-APR-17:15 | 11214.473 | 26914.7 | 7805.628 | 0 | 32292.004 | 0 | 0 | 0 | 0 | 0 | 0 | 0 | 2177.467 | 0 | 0
May | 139130000000 | 85099.618 | 26-MAY-17:45 | 11214.473 | 26914.7 | 7805.628 | 0 | 36929.436 | 0 | 0 | 0 | 0 | 0 | 0 | 0 | 2235.38 | 0 | 0
June | 149405000000 | 85571.597 | 13-JUN-16:30 | 11214.473 | 26914.7 | 7805.628 | 0 | 37391.597 | 0 | 0 | 0 | 0 | 0 | 0 | 0 | 2245.199 | 0 | 0
July | 163192000000 | 86486.921 | 30-JUL-15:00 | 11214.473 | 26914.7 | 7805.628 | 0 | 38293.85 | 0 | 0 | 0 | 0 | 0 | 0 | 0 | 2258.269 | 0 | 0
August | 159211000000 | 86119.608 | 27-AUG-15:00 | 11214.473 | 26914.7 | 7805.628 | 0 | 37927.018 | 0 | 0 | 0 | 0 | 0 | 0 | 0 | 2257.788 | 0 | 0
September | 141773000000 | 84973.918 | 16-SEP-10:15 | 11214.473 | 26914.7 | 7805.628 | 0 | 35597.73 | 0 | 0 | 0 | 0 | 0 | 0 | 0 | 3441.386 | 0 | 0
October | 127526000000 | 82091.571 | 29-OCT-15:30 | 11214.473 | 26914.7 | 7805.628 | 0 | 33979.569 | 0 | 0 | 0 | 0 | 0 | 0 | 0 | 2177.2 | 0 | 0
November | 109822000000 | 76592.132 | 26-NOV-11:00 | 11214.473 | 26914.7 | 7805.628 | 0 | 27693.759 | 0 | 0 | 0 | 0 | 0 | 0 | 0 | 2963.571 | 0 | 0
December | 104757000000 | 76200.23 | 02-DEC-12:00 | 11214.473 | 26914.7 | 7805.628 | 0 | 28103.274 | 0 | 0 | 0 | 0 | 0 | 0 | 0 | 2162.154 | 0 | 0
Annual Sum or Average | 1522540000000 | [9 empty] | 0 | 0 | 0 | 0 | 0 |  | 0 | 0
Minimum of Months | 93738800000 | 67976.49 |  | 11214.473 | 26914.7 | 7805.628 | 0 | 19917.188 | 0 | 0 | 0 | 0 | 0 | 0 | 0 | 2124.5 | 0 | 0
Maximum of Months | 163192000000 | 86486.921 |  | 11214.473 | 26914.7 | 7805.628 | 0 | 38293.85 | 0 | 0 | 0 | 0 | 0 | 0 | 0 | 3441.386 | 0 | 0
| Electric | Gas | Other | Total
Cost ($) | 45658.52 | 9663.79 | 0 | 55322.3
Cost per Total Building Area ($/m2) | 89.32 | 18.91 | 0 | 108.23
Cost per Net Conditioned Building Area ($/m2) | 89.32 | 18.91 | 0 | 108.23

## Phoenix (hidden)
| Total Energy [GJ] | Energy Per Total Building Area [MJ/m2] | Energy Per Conditioned Building Area [MJ/m2]
Total Site Energy | 2613.12 | 5112.2 | 5112.2
Net Site Energy | 2613.12 | 5112.2 | 5112.2
Total Source Energy | 5994.26 | 11726.92 | 11726.92
Net Source Energy | 5994.26 | 11726.92 | 11726.92
Area [m2]
Total Building Area | 511.15
Net Conditioned Building Area | 511.15
Unconditioned Building Area | 0
| Electricity [GJ] | Natural Gas [GJ] | Other Fuel [GJ] | District Cooling [GJ] | District Heating [GJ] | Water [m3]
Heating | 0 | 157.64 | 0 | 0 | 0 | 0
Cooling | 336.22 | 0 | 0 | 0 | 0 | 0
Interior Lighting | 289.8 | 0 | 0 | 0 | 0 | 0
Exterior Lighting | 16.84 | 0 | 0 | 0 | 0 | 0
Interior Equipment | 599.05 | 800.92 | 0 | 0 | 0 | 0
Exterior Equipment | 0 | 0 | 0 | 0 | 0 | 0
Fans | 210.18 | 0 | 0 | 0 | 0 | 0
Pumps | 0 | 0 | 0 | 0 | 0 | 0
Heat Rejection | 0 | 0 | 0 | 0 | 0 | 0
Humidification | 0 | 0 | 0 | 0 | 0 | 0
Heat Recovery | 0 | 0 | 0 | 0 | 0 | 0
Water Systems | 0 | 138.03 | 0 | 0 | 0 | 1377.36
Refrigeration | 64.43 | 0 | 0 | 0 | 0 | 0
Generators | 0 | 0 | 0 | 0 | 0 | 0
Total End Uses | 1516.53 | 1096.59 | 0 | 0 | 0 | 1377.36
| Area [m2] | Conditioned (Y/N) | Volume [m3] | Multipliers | Gross Wall Area [m2] | Window Glass Area [m2] | Lighting [W/m2] | People [m2] per person | Plug and Process [W/m2]
DINING | 371.75 | Yes | 1133.39 | 1 | 169.19 | 47.17 | 27.38 | 1.39 | 60.2612
KITCHEN | 139.41 | Yes | 425.02 | 1 | 106.53 | 0 | 16.37 | 18.59 | 1579.5173
ATTIC | 511.15 | No | 856.26 | 1 | 0 | 0 | 0 |  | 0
Total | 1022.31 |  | 2414.66 |  | 275.72 | 47.17 | 12.1886 | 3.72 | 237.3016
Conditioned Total | 511.15 |  | 1558.4 |  | 275.72 | 47.17 | 24.3773 | 1.86 | 474.6032
Unconditioned Total | 511.15 |  | 856.26 |  | 0 | 0 | 0 |  | 0
| Construction | Reflectance | U-Factor with Film [W/m2-K] | U-Factor no Film [W/m2-K] | Gross Area [m2] | Azimuth [deg] | Tilt [deg] | Cardinal Direction
DINING_WALL_EAST | EXT-WALLS-STEELFRAME-NONRES | 0.22 | 1.363 | 1.712 | 50.13 | 90 | 90 | E
DINING_WALL_SOUTH | EXT-WALLS-STEELFRAME-NONRES | 0.22 | 1.363 | 1.712 | 68.93 | 180 | 90 | S
DINING_WALL_WEST | EXT-WALLS-STEELFRAME-NONRES | 0.22 | 1.363 | 1.712 | 50.13 | 270 | 90 | W
DINING_FLOOR | EXT-SLAB | 0.3 | 3.12 | 12.904 | 371.75 | 0 | 180
KITCHEN_WALL_EAST | EXT-WALLS-STEELFRAME-NONRES | 0.22 | 1.363 | 1.712 | 18.8 | 90 | 90 | E
KITCHEN_WALL_NORTH | EXT-WALLS-STEELFRAME-NONRES | 0.22 | 1.363 | 1.712 | 68.93 | 0 | 90 | N
KITCHEN_WALL_WEST | EXT-WALLS-STEELFRAME-NONRES | 0.22 | 1.363 | 1.712 | 18.8 | 270 | 90 | W
KITCHEN_FLOOR | EXT-SLAB | 0.3 | 3.12 | 12.904 | 139.41 | 0 | 180
EAST-ROOF | ATTIC-ROOF-NONRES | 0.3 | 4.035 | 16.833 | 224.5 | 90 | 18.44
NORTH-ROOF | ATTIC-ROOF-NONRES | 0.3 | 4.035 | 16.833 | 60.26 | 0 | 45
SOUTH-ROOF | ATTIC-ROOF-NONRES | 0.3 | 4.035 | 16.833 | 60.26 | 180 | 45
WEST-ROOF | ATTIC-ROOF-NONRES | 0.3 | 4.035 | 16.833 | 224.5 | 270 | 18.44
| Construction | Area of One Opening [m2] | Area of Openings [m2] | U-Factor [W/m2-K] | SHGC | Visible Transmittance | Shade Control | Parent Surface | Azimuth [deg] | Cardinal Direction
DINING_WALL_EAST_WINDOW | WINDOW-NONRES-FIXED | 13.94 | 13.94 | 5.835 | 0.251 | 0.11 | No | DINING_WALL_EAST | 90 | E
DINING_WALL_SOUTH_WINDOW | WINDOW-NONRES-FIXED | 19.3 | 19.3 | 5.835 | 0.251 | 0.11 | No | DINING_WALL_SOUTH | 180 | S
DINING_WALL_WEST_WINDOW | WINDOW-NONRES-FIXED | 13.94 | 13.94 | 5.835 | 0.251 | 0.11 | No | DINING_WALL_WEST | 270 | W
Total or Average |  |  | 47.17 | 5.83 | 0.251 | 0.11
North Total or Average |  |  | 0 | - | - | -
Non-North Total or Average |  |  | 47.17 | 5.83 | 0.251 | 0.11
| Type | Nominal Capacity [W] | Nominal Efficiency [W/W]
None
| Type | Nominal Total Capacity [W] | Nominal Sensible Capacity [W] | Nominal Latent Capacity [W] | Nominal Sensible Heat Ratio | Nominal Efficiency [W/W]
PSZ-AC_1:1_COOLC DXCOIL | Coil:Cooling:DX:SingleSpeed | 90524.18 | 61201.88 | 29322.3 | 0.68 | 2.9
PSZ-AC_2:2_COOLC DXCOIL | Coil:Cooling:DX:SingleSpeed | 22577.24 | 15264.1 | 7313.15 | 0.68 | 2.98
| Type | Nominal Total Capacity [W] | Nominal Efficiency [W/W]
PSZ-AC_1:1_HEATC | Coil:Heating:Gas | 136777.8 | 0.78
PSZ-AC_2:2_HEATC | Coil:Heating:Gas | 39205.49 | 0.8
| Type | Total Efficiency [W/W] | Delta Pressure [pa] | Max Flow Rate [m3/s] | Rated Power [W] | Motor Heat In Air Fraction | End Use
DINING EXHAUST FAN | Fan:ZoneExhaust | 1 | 0 | 1.83 | 0 | 1 | Zone Exhaust Fans
KITCHEN EXHAUST FAN | Fan:ZoneExhaust | 1 | 0 | 0.06 | 0 | 1 | Zone Exhaust Fans
PSZ-AC_1:1_FAN | Fan:ConstantVolume | 0.58 | 1109.65 | 3.65 | 6953.37 | 1 | Fan Energy
PSZ-AC_2:2_FAN | Fan:ConstantVolume | 0.55 | 622 | 0.91 | 1035.74 | 1 | Fan Energy
| Type | Control | Head [pa] | Power [W] | Motor Efficiency [W/W]
SWHSYS1 PUMP | Pump:VariableSpeed | INTERMITTENT | 0.1 | 0 | 1
| Type | Storage Volume [m3] | Input [W] | Thermal Efficiency [W/W] | Recovery Efficiency [W/W] | Energy Factor
SWHSYS1 WATER HEATER | WaterHeater:Mixed | 0.2 | 845000 | 0.78 | 3.35 | 0.56
| CO2:FACILITY [kg] | NOX:FACILITY [kg] | SO2:FACILITY [kg] | PM:FACILITY [kg] | HG:FACILITY [kg] | WATERENVIRONMENTALFACTORS:FACILITY [L] | CARBON EQUIVALENT:FACILITY [kg]
January | 26421.5977 | 39.5968 | 113.0556 | 0 | 0.0003 | 834890.4347 | 10723.4368
February | 23926.8017 | 35.9174 | 102.8107 | 0 | 0.0003 | 759237.7897 | 9716.9139
March | 26942.9547 | 41.6783 | 124.6922 | 0 | 0.0003 | 920907.5255 | 11066.5133
April | 27465.9929 | 43.0664 | 131.301 | 0 | 0.0004 | 969750.8877 | 11339.8903
May | 30512.5268 | 48.3547 | 149.5645 | 0 | 0.0004 | 1104670 | 12649.4278
June | 33877.063 | 54.2556 | 170.1724 | 0 | 0.0005 | 1256910 | 14101.7804
July | 36866.3397 | 59.248 | 186.6704 | 0 | 0.0005 | 1378780 | 15366.8264
August | 36015.3881 | 57.7921 | 181.7226 | 0 | 0.0005 | 1342230 | 15003.1938
September | 32708.0452 | 52.2444 | 163.2944 | 0 | 0.0005 | 1206100 | 13601.103
October | 28868.0272 | 45.4621 | 139.4312 | 0 | 0.0004 | 1029810 | 11938.7073
November | 25653.313 | 39.594 | 118.0771 | 0 | 0.0003 | 872046.5028 | 10527.7682
December | 26933.7501 | 40.1179 | 113.4645 | 0 | 0.0003 | 837893.6993 | 10906.3797
Annual Sum or Average | 356191.8001 | 557.3278 | 1694.2567 | 0 | 0.0047 | 12513200 | 146941.941
Minimum of Months | 23926.8017 | 35.9174 | 102.8107 | 0 | 0.0003 | 759237.7897 | 9716.9139
Maximum of Months | 36866.3397 | 59.248 | 186.6704 | 0 | 0.0005 | 1378780 | 15366.8264
| ELECTRICITY:FACILITY [J] | ELECTRICITY:FACILITY {Maximum}[W] | ELECTRICITY:FACILITY {TIMESTAMP} | INTERIORLIGHTS:ELECTRICITY {AT MAX/MIN} [W] | INTERIOREQUIPMENT:ELECTRICITY {AT MAX/MIN} [W] | FANS:ELECTRICITY {AT MAX/MIN} [W] | HEATING:ELECTRICITY {AT MAX/MIN} [W] | COOLING:ELECTRICITY {AT MAX/MIN} [W] | EXTERIORLIGHTS:ELECTRICITY {AT MAX/MIN} [W] | PUMPS:ELECTRICITY {AT MAX/MIN} [W] | HEATREJECTION:ELECTRICITY [Invalid/Undefined] | EXTERIOREQUIPMENT:ELECTRICITY [Invalid/Undefined] | HUMIDIFICATION:ELECTRICITY [Invalid/Undefined] | HEATRECOVERY:ELECTRICITY [Invalid/Undefined] | WATERSYSTEMS:ELECTRICITY [Invalid/Undefined] | REFRIGERATION:ELECTRICITY {AT MAX/MIN} [W] | GENERATORS:ELECTRICITY [Invalid/Undefined] | ELECTRICITYPRODUCED:FACILITY [Invalid/Undefined]
January | 101184000000 | 59557.595 | 28-JAN-16:00 | 11214.473 | 26914.7 | 7989.105 | 0 | 11419.378 | 0 | 0 | 0 | 0 | 0 | 0 | 0 | 2019.939 | 0 | 0
February | 92015200000 | 63502.619 | 28-FEB-17:15 | 11214.473 | 26914.7 | 7989.105 | 0 | 15345.181 | 0 | 0 | 0 | 0 | 0 | 0 | 0 | 2039.16 | 0 | 0
March | 111609000000 | 73765.884 | 17-MAR-17:15 | 11214.473 | 26914.7 | 7989.105 | 0 | 25536.547 | 0 | 0 | 0 | 0 | 0 | 0 | 0 | 2111.058 | 0 | 0
April | 117528000000 | 76961.605 | 01-APR-17:15 | 11214.473 | 26914.7 | 7989.105 | 0 | 28706.806 | 0 | 0 | 0 | 0 | 0 | 0 | 0 | 2136.521 | 0 | 0
May | 133879000000 | 89269.627 | 28-MAY-16:00 | 11214.473 | 26914.7 | 7989.105 | 0 | 41003.701 | 0 | 0 | 0 | 0 | 0 | 0 | 0 | 2147.648 | 0 | 0
June | 152330000000 | 95641.205 | 28-JUN-17:15 | 11214.473 | 26914.7 | 7989.105 | 0 | 47324.738 | 0 | 0 | 0 | 0 | 0 | 0 | 0 | 2198.188 | 0 | 0
July | 167100000000 | 94890.185 | 19-JUL-16:00 | 11214.473 | 26914.7 | 7989.105 | 0 | 46564.785 | 0 | 0 | 0 | 0 | 0 | 0 | 0 | 2207.121 | 0 | 0
August | 162670000000 | 95312.396 | 01-AUG-16:00 | 11214.473 | 26914.7 | 7989.105 | 0 | 46996.423 | 0 | 0 | 0 | 0 | 0 | 0 | 0 | 2197.695 | 0 | 0
September | 146172000000 | 90358.776 | 12-SEP-17:30 | 11214.473 | 26914.7 | 7989.105 | 0 | 42066.297 | 0 | 0 | 0 | 0 | 0 | 0 | 0 | 2174.201 | 0 | 0
October | 124807000000 | 77067.798 | 13-OCT-17:15 | 11214.473 | 26914.7 | 7989.105 | 0 | 28807.252 | 0 | 0 | 0 | 0 | 0 | 0 | 0 | 2142.268 | 0 | 0
November | 105687000000 | 69787.995 | 13-NOV-12:00 | 11214.473 | 26914.7 | 7989.105 | 0 | 21531.686 | 0 | 0 | 0 | 0 | 0 | 0 | 0 | 2138.031 | 0 | 0
December | 101548000000 | 58900.06 | 13-DEC-12:00 | 11214.473 | 26914.7 | 7989.105 | 0 | 10725.972 | 0 | 0 | 0 | 0 | 0 | 0 | 0 | 2055.81 | 0 | 0
Annual Sum or Average | 1516530000000 | [9 empty] | 0 | 0 | 0 | 0 | 0 |  | 0 | 0
Minimum of Months | 92015200000 | 58900.06 |  | 11214.473 | 26914.7 | 7989.105 | 0 | 10725.972 | 0 | 0 | 0 | 0 | 0 | 0 | 0 | 2019.939 | 0 | 0
Maximum of Months | 167100000000 | 95641.205 |  | 11214.473 | 26914.7 | 7989.105 | 0 | 47324.738 | 0 | 0 | 0 | 0 | 0 | 0 | 0 | 2207.121 | 0 | 0
| Electric | Gas | Other | Total
Cost ($) | 39986.06 | 9391.98 | 0 | 49378.04
Cost per Total Building Area ($/m2) | 78.23 | 18.37 | 0 | 96.6
Cost per Net Conditioned Building Area ($/m2) | 78.23 | 18.37 | 0 | 96.6

## Atlanta (hidden)
| Total Energy [GJ] | Energy Per Total Building Area [MJ/m2] | Energy Per Conditioned Building Area [MJ/m2]
Total Site Energy | 2790.84 | 5459.89 | 5459.89
Net Site Energy | 2790.84 | 5459.89 | 5459.89
Total Source Energy | 6163.93 | 12058.87 | 12058.87
Net Source Energy | 6163.93 | 12058.87 | 12058.87
Area [m2]
Total Building Area | 511.15
Net Conditioned Building Area | 511.15
Unconditioned Building Area | 0
| Electricity [GJ] | Natural Gas [GJ] | Other Fuel [GJ] | District Cooling [GJ] | District Heating [GJ] | Water [m3]
Heating | 0 | 431.22 | 0 | 0 | 0 | 0
Cooling | 196.46 | 0 | 0 | 0 | 0 | 0
Interior Lighting | 289.8 | 0 | 0 | 0 | 0 | 0
Exterior Lighting | 16.87 | 0 | 0 | 0 | 0 | 0
Interior Equipment | 599.05 | 800.92 | 0 | 0 | 0 | 0
Exterior Equipment | 0 | 0 | 0 | 0 | 0 | 0
Fans | 207.46 | 0 | 0 | 0 | 0 | 0
Pumps | 0 | 0 | 0 | 0 | 0 | 0
Heat Rejection | 0 | 0 | 0 | 0 | 0 | 0
Humidification | 0 | 0 | 0 | 0 | 0 | 0
Heat Recovery | 0 | 0 | 0 | 0 | 0 | 0
Water Systems | 0 | 187.07 | 0 | 0 | 0 | 1377.36
Refrigeration | 61.98 | 0 | 0 | 0 | 0 | 0
Generators | 0 | 0 | 0 | 0 | 0 | 0
Total End Uses | 1371.63 | 1419.21 | 0 | 0 | 0 | 1377.36
| Area [m2] | Conditioned (Y/N) | Volume [m3] | Multipliers | Gross Wall Area [m2] | Window Glass Area [m2] | Lighting [W/m2] | People [m2] per person | Plug and Process [W/m2]
DINING | 371.75 | Yes | 1133.39 | 1 | 169.19 | 47.17 | 27.38 | 1.39 | 60.2612
KITCHEN | 139.41 | Yes | 425.02 | 1 | 106.53 | 0 | 16.37 | 18.59 | 1579.5173
ATTIC | 511.15 | No | 856.26 | 1 | 0 | 0 | 0 |  | 0
Total | 1022.31 |  | 2414.66 |  | 275.72 | 47.17 | 12.1886 | 3.72 | 237.3016
Conditioned Total | 511.15 |  | 1558.4 |  | 275.72 | 47.17 | 24.3773 | 1.86 | 474.6032
Unconditioned Total | 511.15 |  | 856.26 |  | 0 | 0 | 0 |  | 0
| Construction | Reflectance | U-Factor with Film [W/m2-K] | U-Factor no Film [W/m2-K] | Gross Area [m2] | Azimuth [deg] | Tilt [deg] | Cardinal Direction
DINING_WALL_EAST | EXT-WALLS-STEELFRAME-NONRES | 0.22 | 0.738 | 0.83 | 50.13 | 90 | 90 | E
DINING_WALL_SOUTH | EXT-WALLS-STEELFRAME-NONRES | 0.22 | 0.738 | 0.83 | 68.93 | 180 | 90 | S
DINING_WALL_WEST | EXT-WALLS-STEELFRAME-NONRES | 0.22 | 0.738 | 0.83 | 50.13 | 270 | 90 | W
DINING_FLOOR | EXT-SLAB | 0.3 | 3.12 | 12.904 | 371.75 | 0 | 180
KITCHEN_WALL_EAST | EXT-WALLS-STEELFRAME-NONRES | 0.22 | 0.738 | 0.83 | 18.8 | 90 | 90 | E
KITCHEN_WALL_NORTH | EXT-WALLS-STEELFRAME-NONRES | 0.22 | 0.738 | 0.83 | 68.93 | 0 | 90 | N
KITCHEN_WALL_WEST | EXT-WALLS-STEELFRAME-NONRES | 0.22 | 0.738 | 0.83 | 18.8 | 270 | 90 | W
KITCHEN_FLOOR | EXT-SLAB | 0.3 | 3.12 | 12.904 | 139.41 | 0 | 180
EAST-ROOF | ATTIC-ROOF-NONRES | 0.3 | 4.035 | 16.833 | 224.5 | 90 | 18.44
NORTH-ROOF | ATTIC-ROOF-NONRES | 0.3 | 4.035 | 16.833 | 60.26 | 0 | 45
SOUTH-ROOF | ATTIC-ROOF-NONRES | 0.3 | 4.035 | 16.833 | 60.26 | 180 | 45
WEST-ROOF | ATTIC-ROOF-NONRES | 0.3 | 4.035 | 16.833 | 224.5 | 270 | 18.44
| Construction | Area of One Opening [m2] | Area of Openings [m2] | U-Factor [W/m2-K] | SHGC | Visible Transmittance | Shade Control | Parent Surface | Azimuth [deg] | Cardinal Direction
DINING_WALL_EAST_WINDOW | WINDOW-NONRES-FIXED | 13.94 | 13.94 | 4.092 | 0.255 | 0.129 | No | DINING_WALL_EAST | 90 | E
DINING_WALL_SOUTH_WINDOW | WINDOW-NONRES-FIXED | 19.3 | 19.3 | 4.092 | 0.255 | 0.129 | No | DINING_WALL_SOUTH | 180 | S
DINING_WALL_WEST_WINDOW | WINDOW-NONRES-FIXED | 13.94 | 13.94 | 4.092 | 0.255 | 0.129 | No | DINING_WALL_WEST | 270 | W
Total or Average |  |  | 47.17 | 4.09 | 0.255 | 0.129
North Total or Average |  |  | 0 | - | - | -
Non-North Total or Average |  |  | 47.17 | 4.09 | 0.255 | 0.129
| Type | Nominal Capacity [W] | Nominal Efficiency [W/W]
None
| Type | Nominal Total Capacity [W] | Nominal Sensible Capacity [W] | Nominal Latent Capacity [W] | Nominal Sensible Heat Ratio | Nominal Efficiency [W/W]
PSZ-AC_1:1_COOLC DXCOIL | Coil:Cooling:DX:SingleSpeed | 88555.9 | 59871.16 | 28684.74 | 0.68 | 2.9
PSZ-AC_2:2_COOLC DXCOIL | Coil:Cooling:DX:SingleSpeed | 21789.25 | 14731.35 | 7057.9 | 0.68 | 2.98
| Type | Nominal Total Capacity [W] | Nominal Efficiency [W/W]
PSZ-AC_1:1_HEATC | Coil:Heating:Gas | 167221.87 | 0.78
PSZ-AC_2:2_HEATC | Coil:Heating:Gas | 48378.28 | 0.8
| Type | Total Efficiency [W/W] | Delta Pressure [pa] | Max Flow Rate [m3/s] | Rated Power [W] | Motor Heat In Air Fraction | End Use
DINING EXHAUST FAN | Fan:ZoneExhaust | 1 | 0 | 1.83 | 0 | 1 | Zone Exhaust Fans
KITCHEN EXHAUST FAN | Fan:ZoneExhaust | 1 | 0 | 0.06 | 0 | 1 | Zone Exhaust Fans
PSZ-AC_1:1_FAN | Fan:ConstantVolume | 0.58 | 1109.65 | 3.57 | 6802.18 | 1 | Fan Energy
PSZ-AC_2:2_FAN | Fan:ConstantVolume | 0.54 | 622 | 0.88 | 1017.76 | 1 | Fan Energy
| Type | Control | Head [pa] | Power [W] | Motor Efficiency [W/W]
SWHSYS1 PUMP | Pump:VariableSpeed | INTERMITTENT | 0.1 | 0 | 1
| Type | Storage Volume [m3] | Input [W] | Thermal Efficiency [W/W] | Recovery Efficiency [W/W] | Energy Factor
SWHSYS1 WATER HEATER | WaterHeater:Mixed | 0.2 | 845000 | 0.78 | 3.35 | 0.56
| CO2:FACILITY [kg] | NOX:FACILITY [kg] | SO2:FACILITY [kg] | PM:FACILITY [kg] | HG:FACILITY [kg] | WATERENVIRONMENTALFACTORS:FACILITY [L] | CARBON EQUIVALENT:FACILITY [kg]
January | 30034.908 | 47.1637 | 97.6857 | 0 | 0.0004 | 173666.7119 | 12233.0476
February | 26299.4827 | 41.8861 | 88.4197 | 0 | 0.0003 | 157201.6104 | 10765.9465
March | 26532.4686 | 44.2057 | 98.7547 | 0 | 0.0004 | 175602.3071 | 11041.2716
April | 25783.207 | 44.3456 | 102.7713 | 0 | 0.0004 | 182761.2678 | 10857.683
May | 28022.6235 | 49.582 | 118.4855 | 0 | 0.0004 | 210721.9333 | 11928.6159
June | 29604.7122 | 52.9524 | 127.9749 | 0 | 0.0005 | 227604.5109 | 12654.8269
July | 32457.3812 | 58.3828 | 141.9142 | 0 | 0.0005 | 252398.9832 | 13904.5179
August | 31788.2755 | 57.0912 | 138.557 | 0 | 0.0005 | 246427.1762 | 13609.7453
September | 28867.8057 | 51.5445 | 124.3488 | 0 | 0.0005 | 221154.3903 | 12331.5266
October | 26232.3761 | 45.4608 | 106.2411 | 0 | 0.0004 | 188935.6209 | 11078.4747
November | 25822.8456 | 42.7767 | 94.904 | 0 | 0.0004 | 168752.229 | 10723.183
December | 28864.7654 | 46.0972 | 97.6594 | 0 | 0.0004 | 173630.7009 | 11827.6599
Annual Sum or Average | 340310.8515 | 581.4887 | 1337.7164 | 0 | 0.005 | 2378860 | 142956.4989
Minimum of Months | 25783.207 | 41.8861 | 88.4197 | 0 | 0.0003 | 157201.6104 | 10723.183
Maximum of Months | 32457.3812 | 58.3828 | 141.9142 | 0 | 0.0005 | 252398.9832 | 13904.5179
| ELECTRICITY:FACILITY [J] | ELECTRICITY:FACILITY {Maximum}[W] | ELECTRICITY:FACILITY {TIMESTAMP} | INTERIORLIGHTS:ELECTRICITY {AT MAX/MIN} [W] | INTERIOREQUIPMENT:ELECTRICITY {AT MAX/MIN} [W] | FANS:ELECTRICITY {AT MAX/MIN} [W] | HEATING:ELECTRICITY {AT MAX/MIN} [W] | COOLING:ELECTRICITY {AT MAX/MIN} [W] | EXTERIORLIGHTS:ELECTRICITY {AT MAX/MIN} [W] | PUMPS:ELECTRICITY {AT MAX/MIN} [W] | HEATREJECTION:ELECTRICITY [Invalid/Undefined] | EXTERIOREQUIPMENT:ELECTRICITY [Invalid/Undefined] | HUMIDIFICATION:ELECTRICITY [Invalid/Undefined] | HEATRECOVERY:ELECTRICITY [Invalid/Undefined] | WATERSYSTEMS:ELECTRICITY [Invalid/Undefined] | REFRIGERATION:ELECTRICITY {AT MAX/MIN} [W] | GENERATORS:ELECTRICITY [Invalid/Undefined] | ELECTRICITYPRODUCED:FACILITY [Invalid/Undefined]
January | 100135000000 | 51815.036 | 23-JAN-17:15 | 11214.473 | 26914.7 | 7819.941 | 0 | 3917.618 | 0 | 0 | 0 | 0 | 0 | 0 | 0 | 1948.303 | 0 | 0
February | 90641000000 | 54923.669 | 18-FEB-16:30 | 11214.473 | 26914.7 | 7819.941 | 0 | 6991.689 | 0 | 0 | 0 | 0 | 0 | 0 | 0 | 1982.865 | 0 | 0
March | 101251000000 | 62637.527 | 28-MAR-17:30 | 11214.473 | 26914.7 | 7819.941 | 0 | 14670.803 | 0 | 0 | 0 | 0 | 0 | 0 | 0 | 2017.61 | 0 | 0
April | 105378000000 | 72077.957 | 14-APR-17:15 | 11214.473 | 26914.7 | 7819.941 | 0 | 24044.647 | 0 | 0 | 0 | 0 | 0 | 0 | 0 | 2084.195 | 0 | 0
May | 121500000000 | 81624.275 | 31-MAY-17:00 | 11214.473 | 26914.7 | 7819.941 | 0 | 33545.011 | 0 | 0 | 0 | 0 | 0 | 0 | 0 | 2130.149 | 0 | 0
June | 131235000000 | 83172.902 | 19-JUN-17:15 | 11214.473 | 26914.7 | 7819.941 | 0 | 35062.968 | 0 | 0 | 0 | 0 | 0 | 0 | 0 | 2160.819 | 0 | 0
July | 145531000000 | 86889.013 | 03-JUL-16:30 | 11214.473 | 26914.7 | 7819.941 | 0 | 38683.683 | 0 | 0 | 0 | 0 | 0 | 0 | 0 | 2256.215 | 0 | 0
August | 142088000000 | 84402.804 | 17-AUG-16:15 | 11214.473 | 26914.7 | 7819.941 | 0 | 36222.504 | 0 | 0 | 0 | 0 | 0 | 0 | 0 | 2231.186 | 0 | 0
September | 127516000000 | 79304.305 | 01-SEP-17:00 | 11214.473 | 26914.7 | 7819.941 | 0 | 31208.812 | 0 | 0 | 0 | 0 | 0 | 0 | 0 | 2146.379 | 0 | 0
October | 108938000000 | 73609.476 | 12-OCT-15:00 | 11214.473 | 26914.7 | 7819.941 | 0 | 25523.369 | 0 | 0 | 0 | 0 | 0 | 0 | 0 | 2136.992 | 0 | 0
November | 97300900000 | 59022.91 | 22-NOV-12:00 | 11214.473 | 26914.7 | 7819.941 | 0 | 11014.254 | 0 | 0 | 0 | 0 | 0 | 0 | 0 | 2059.542 | 0 | 0
December | 100114000000 | 54205.868 | 31-DEC-12:00 | 11214.473 | 26914.7 | 7819.941 | 0 | 6201.855 | 0 | 0 | 0 | 0 | 0 | 0 | 0 | 2054.898 | 0 | 0
Annual Sum or Average | 1371630000000 | [9 empty] | 0 | 0 | 0 | 0 | 0 |  | 0 | 0
Minimum of Months | 90641000000 | 51815.036 |  | 11214.473 | 26914.7 | 7819.941 | 0 | 3917.618 | 0 | 0 | 0 | 0 | 0 | 0 | 0 | 1948.303 | 0 | 0
Maximum of Months | 145531000000 | 86889.013 |  | 11214.473 | 26914.7 | 7819.941 | 0 | 38683.683 | 0 | 0 | 0 | 0 | 0 | 0 | 0 | 2256.215 | 0 | 0
| Electric | Gas | Other | Total
Cost ($) | 39268.97 | 14954.87 | 0 | 54223.84
Cost per Total Building Area ($/m2) | 76.82 | 29.26 | 0 | 106.08
Cost per Net Conditioned Building Area ($/m2) | 76.82 | 29.26 | 0 | 106.08

## LosAngeles (hidden)
| Total Energy [GJ] | Energy Per Total Building Area [MJ/m2] | Energy Per Conditioned Building Area [MJ/m2]
Total Site Energy | 2355.4 | 4608.02 | 4608.02
Net Site Energy | 2355.4 | 4608.02 | 4608.02
Total Source Energy | 5067.4 | 9913.66 | 9913.66
Net Source Energy | 5067.4 | 9913.66 | 9913.66
Area [m2]
Total Building Area | 511.15
Net Conditioned Building Area | 511.15
Unconditioned Building Area | 0
| Electricity [GJ] | Natural Gas [GJ] | Other Fuel [GJ] | District Cooling [GJ] | District Heating [GJ] | Water [m3]
Heating | 0 | 127.59 | 0 | 0 | 0 | 0
Cooling | 76.19 | 0 | 0 | 0 | 0 | 0
Interior Lighting | 289.8 | 0 | 0 | 0 | 0 | 0
Exterior Lighting | 16.86 | 0 | 0 | 0 | 0 | 0
Interior Equipment | 599.05 | 800.92 | 0 | 0 | 0 | 0
Exterior Equipment | 0 | 0 | 0 | 0 | 0 | 0
Fans | 201.67 | 0 | 0 | 0 | 0 | 0
Pumps | 0 | 0 | 0 | 0 | 0 | 0
Heat Rejection | 0 | 0 | 0 | 0 | 0 | 0
Humidification | 0 | 0 | 0 | 0 | 0 | 0
Heat Recovery | 0 | 0 | 0 | 0 | 0 | 0
Water Systems | 0 | 181.11 | 0 | 0 | 0 | 1377.36
Refrigeration | 62.19 | 0 | 0 | 0 | 0 | 0
Generators | 0 | 0 | 0 | 0 | 0 | 0
Total End Uses | 1245.78 | 1109.63 | 0 | 0 | 0 | 1377.36
| Area [m2] | Conditioned (Y/N) | Volume [m3] | Multipliers | Gross Wall Area [m2] | Window Glass Area [m2] | Lighting [W/m2] | People [m2] per person | Plug and Process [W/m2]
DINING | 371.75 | Yes | 1133.39 | 1 | 169.19 | 47.17 | 27.38 | 1.39 | 60.2612
KITCHEN | 139.41 | Yes | 425.02 | 1 | 106.53 | 0 | 16.37 | 18.59 | 1579.5173
ATTIC | 511.15 | No | 856.26 | 1 | 0 | 0 | 0 |  | 0
Total | 1022.31 |  | 2414.66 |  | 275.72 | 47.17 | 12.1886 | 3.72 | 237.3016
Conditioned Total | 511.15 |  | 1558.4 |  | 275.72 | 47.17 | 24.3773 | 1.86 | 474.6032
Unconditioned Total | 511.15 |  | 856.26 |  | 0 | 0 | 0 |  | 0
| Construction | Reflectance | U-Factor with Film [W/m2-K] | U-Factor no Film [W/m2-K] | Gross Area [m2] | Azimuth [deg] | Tilt [deg] | Cardinal Direction
DINING_WALL_EAST | EXT-WALLS-STEELFRAME-NONRES | 0.22 | 1.249 | 1.536 | 50.13 | 90 | 90 | E
DINING_WALL_SOUTH | EXT-WALLS-STEELFRAME-NONRES | 0.22 | 1.249 | 1.536 | 68.93 | 180 | 90 | S
DINING_WALL_WEST | EXT-WALLS-STEELFRAME-NONRES | 0.22 | 1.249 | 1.536 | 50.13 | 270 | 90 | W
DINING_FLOOR | EXT-SLAB | 0.3 | 3.12 | 12.904 | 371.75 | 0 | 180
KITCHEN_WALL_EAST | EXT-WALLS-STEELFRAME-NONRES | 0.22 | 1.249 | 1.536 | 18.8 | 90 | 90 | E
KITCHEN_WALL_NORTH | EXT-WALLS-STEELFRAME-NONRES | 0.22 | 1.249 | 1.536 | 68.93 | 0 | 90 | N
KITCHEN_WALL_WEST | EXT-WALLS-STEELFRAME-NONRES | 0.22 | 1.249 | 1.536 | 18.8 | 270 | 90 | W
KITCHEN_FLOOR | EXT-SLAB | 0.3 | 3.12 | 12.904 | 139.41 | 0 | 180
EAST-ROOF | ATTIC-ROOF-NONRES | 0.3 | 4.035 | 16.833 | 224.5 | 90 | 18.44
NORTH-ROOF | ATTIC-ROOF-NONRES | 0.3 | 4.035 | 16.833 | 60.26 | 0 | 45
SOUTH-ROOF | ATTIC-ROOF-NONRES | 0.3 | 4.035 | 16.833 | 60.26 | 180 | 45
WEST-ROOF | ATTIC-ROOF-NONRES | 0.3 | 4.035 | 16.833 | 224.5 | 270 | 18.44
| Construction | Area of One Opening [m2] | Area of Openings [m2] | U-Factor [W/m2-K] | SHGC | Visible Transmittance | Shade Control | Parent Surface | Azimuth [deg] | Cardinal Direction
DINING_WALL_EAST_WINDOW | WINDOW-NONRES-FIXED | 13.94 | 13.94 | 5.835 | 0.44 | 0.272 | No | DINING_WALL_EAST | 90 | E
DINING_WALL_SOUTH_WINDOW | WINDOW-NONRES-FIXED | 19.3 | 19.3 | 5.835 | 0.44 | 0.272 | No | DINING_WALL_SOUTH | 180 | S
DINING_WALL_WEST_WINDOW | WINDOW-NONRES-FIXED | 13.94 | 13.94 | 5.835 | 0.44 | 0.272 | No | DINING_WALL_WEST | 270 | W
Total or Average |  |  | 47.17 | 5.83 | 0.44 | 0.272
North Total or Average |  |  | 0 | - | - | -
Non-North Total or Average |  |  | 47.17 | 5.83 | 0.44 | 0.272
| Type | Nominal Capacity [W] | Nominal Efficiency [W/W]
None
| Type | Nominal Total Capacity [W] | Nominal Sensible Capacity [W] | Nominal Latent Capacity [W] | Nominal Sensible Heat Ratio | Nominal Efficiency [W/W]
PSZ-AC_1:1_COOLC DXCOIL | Coil:Cooling:DX:SingleSpeed | 88386.96 | 59756.94 | 28630.02 | 0.68 | 2.9
PSZ-AC_2:2_COOLC DXCOIL | Coil:Cooling:DX:SingleSpeed | 18942.01 | 12806.38 | 6135.64 | 0.68 | 2.95
| Type | Nominal Total Capacity [W] | Nominal Efficiency [W/W]
PSZ-AC_1:1_HEATC | Coil:Heating:Gas | 127964.12 | 0.78
PSZ-AC_2:2_HEATC | Coil:Heating:Gas | 30714.87 | 0.8
| Type | Total Efficiency [W/W] | Delta Pressure [pa] | Max Flow Rate [m3/s] | Rated Power [W] | Motor Heat In Air Fraction | End Use
DINING EXHAUST FAN | Fan:ZoneExhaust | 1 | 0 | 1.83 | 0 | 1 | Zone Exhaust Fans
KITCHEN EXHAUST FAN | Fan:ZoneExhaust | 1 | 0 | 0.06 | 0 | 1 | Zone Exhaust Fans
PSZ-AC_1:1_FAN | Fan:ConstantVolume | 0.58 | 1109.65 | 3.56 | 6789.2 | 1 | Fan Energy
PSZ-AC_2:2_FAN | Fan:ConstantVolume | 0.54 | 622 | 0.76 | 884.77 | 1 | Fan Energy
| Type | Control | Head [pa] | Power [W] | Motor Efficiency [W/W]
SWHSYS1 PUMP | Pump:VariableSpeed | INTERMITTENT | 0.1 | 0 | 1
| Type | Storage Volume [m3] | Input [W] | Thermal Efficiency [W/W] | Recovery Efficiency [W/W] | Energy Factor
SWHSYS1 WATER HEATER | WaterHeater:Mixed | 0.2 | 845000 | 0.78 | 3.35 | 0.56
| CO2:FACILITY [kg] | NOX:FACILITY [kg] | SO2:FACILITY [kg] | PM:FACILITY [kg] | HG:FACILITY [kg] | WATERENVIRONMENTALFACTORS:FACILITY [L] | CARBON EQUIVALENT:FACILITY [kg]
January | 14561.1313 | 12.7657 | 81.2947 | 0 | 0 | 490338.1091 | 5287.6591
February | 13084.3896 | 11.4693 | 73.3662 | 0 | 0 | 442517.8127 | 4752.3665
March | 14052.6587 | 12.3034 | 81.404 | 0 | 0 | 491013.3601 | 5112.0091
April | 13379.5524 | 11.7026 | 79.5714 | 0 | 0 | 479970.75 | 4873.4548
May | 13698.8497 | 11.9659 | 84.3221 | 0 | 0 | 508641.7187 | 4998.4584
June | 13181.7552 | 11.5061 | 82.5945 | 0 | 0 | 498228.1705 | 4814.2204
July | 14171.7467 | 12.3517 | 92.1044 | 0 | 0.0001 | 555609.7829 | 5185.8721
August | 14513.1793 | 12.6442 | 95.2334 | 0 | 0.0001 | 574489.5442 | 5313.589
September | 13760.349 | 11.9936 | 89.3597 | 0 | 0 | 539052.7552 | 5035.1129
October | 13693.1038 | 11.9513 | 85.9939 | 0 | 0 | 518735.0386 | 5001.5704
November | 13367.2608 | 11.6889 | 80.0194 | 0 | 0 | 482675.9077 | 4870.5675
December | 14319.204 | 12.5421 | 81.9973 | 0 | 0 | 494587.2203 | 5206.0712
Annual Sum or Average | 165783.1805 | 144.8847 | 1007.261 | 0 | 0.0006 | 6075860 | 60450.9514
Minimum of Months | 13084.3896 | 11.4693 | 73.3662 | 0 | 0 | 442517.8127 | 4752.3665
Maximum of Months | 14561.1313 | 12.7657 | 95.2334 | 0 | 0.0001 | 574489.5442 | 5313.589
| ELECTRICITY:FACILITY [J] | ELECTRICITY:FACILITY {Maximum}[W] | ELECTRICITY:FACILITY {TIMESTAMP} | INTERIORLIGHTS:ELECTRICITY {AT MAX/MIN} [W] | INTERIOREQUIPMENT:ELECTRICITY {AT MAX/MIN} [W] | FANS:ELECTRICITY {AT MAX/MIN} [W] | HEATING:ELECTRICITY {AT MAX/MIN} [W] | COOLING:ELECTRICITY {AT MAX/MIN} [W] | EXTERIORLIGHTS:ELECTRICITY {AT MAX/MIN} [W] | PUMPS:ELECTRICITY {AT MAX/MIN} [W] | HEATREJECTION:ELECTRICITY [Invalid/Undefined] | EXTERIOREQUIPMENT:ELECTRICITY [Invalid/Undefined] | HUMIDIFICATION:ELECTRICITY [Invalid/Undefined] | HEATRECOVERY:ELECTRICITY [Invalid/Undefined] | WATERSYSTEMS:ELECTRICITY [Invalid/Undefined] | REFRIGERATION:ELECTRICITY {AT MAX/MIN} [W] | GENERATORS:ELECTRICITY [Invalid/Undefined] | ELECTRICITYPRODUCED:FACILITY [Invalid/Undefined]
January | 100538000000 | 65563.212 | 26-JAN-12:00 | 11214.473 | 26914.7 | 7673.972 | 0 | 17654.277 | 0 | 0 | 0 | 0 | 0 | 0 | 0 | 2105.79 | 0 | 0
February | 90732800000 | 66354.718 | 12-FEB-12:00 | 11214.473 | 26914.7 | 7673.972 | 0 | 18420.574 | 0 | 0 | 0 | 0 | 0 | 0 | 0 | 2130.999 | 0 | 0
March | 100676000000 | 62785.989 | 04-MAR-12:00 | 11214.473 | 26914.7 | 7673.972 | 0 | 14883.878 | 0 | 0 | 0 | 0 | 0 | 0 | 0 | 2098.965 | 0 | 0
April | 98412000000 | 67613.779 | 11-APR-16:15 | 11214.473 | 26914.7 | 7673.972 | 0 | 19740.775 | 0 | 0 | 0 | 0 | 0 | 0 | 0 | 2069.859 | 0 | 0
May | 104291000000 | 70290.59 | 29-MAY-11:00 | 11214.473 | 26914.7 | 7673.972 | 0 | 22320.924 | 0 | 0 | 0 | 0 | 0 | 0 | 0 | 2166.521 | 0 | 0
June | 102155000000 | 67104.645 | 28-JUN-11:00 | 11214.473 | 26914.7 | 7673.972 | 0 | 19188.361 | 0 | 0 | 0 | 0 | 0 | 0 | 0 | 2113.139 | 0 | 0
July | 113921000000 | 71324.201 | 29-JUL-10:15 | 11214.473 | 26914.7 | 7673.972 | 0 | 22079.669 | 0 | 0 | 0 | 0 | 0 | 0 | 0 | 3441.386 | 0 | 0
August | 117792000000 | 77376.229 | 08-AUG-11:00 | 11214.473 | 26914.7 | 7673.972 | 0 | 29420.574 | 0 | 0 | 0 | 0 | 0 | 0 | 0 | 2152.509 | 0 | 0
September | 110526000000 | 78340.83 | 24-SEP-10:00 | 11214.473 | 26914.7 | 7673.972 | 0 | 29436.757 | 0 | 0 | 0 | 0 | 0 | 0 | 0 | 3100.928 | 0 | 0
October | 106360000000 | 70662.893 | 19-OCT-11:00 | 11214.473 | 26914.7 | 7673.972 | 0 | 22746.302 | 0 | 0 | 0 | 0 | 0 | 0 | 0 | 2113.446 | 0 | 0
November | 98966700000 | 67617.625 | 20-NOV-12:00 | 11214.473 | 26914.7 | 7673.972 | 0 | 19695.086 | 0 | 0 | 0 | 0 | 0 | 0 | 0 | 2119.394 | 0 | 0
December | 101409000000 | 66604.504 | 19-DEC-12:00 | 11214.473 | 26914.7 | 7673.972 | 0 | 18692.714 | 0 | 0 | 0 | 0 | 0 | 0 | 0 | 2108.644 | 0 | 0
Annual Sum or Average | 1245780000000 | [9 empty] | 0 | 0 | 0 | 0 | 0 |  | 0 | 0
Minimum of Months | 90732800000 | 62785.989 |  | 11214.473 | 26914.7 | 7673.972 | 0 | 14883.878 | 0 | 0 | 0 | 0 | 0 | 0 | 0 | 2069.859 | 0 | 0
Maximum of Months | 117792000000 | 78340.83 |  | 11214.473 | 26914.7 | 7673.972 | 0 | 29436.757 | 0 | 0 | 0 | 0 | 0 | 0 | 0 | 3441.386 | 0 | 0
| Electric | Gas | Other | Total
Cost ($) | 43354.75 | 9343.16 | 0 | 52697.91
Cost per Total Building Area ($/m2) | 84.82 | 18.28 | 0 | 103.1
Cost per Net Conditioned Building Area ($/m2) | 84.82 | 18.28 | 0 | 103.1

## LasVegas (hidden)
| Total Energy [GJ] | Energy Per Total Building Area [MJ/m2] | Energy Per Conditioned Building Area [MJ/m2]
Total Site Energy | 2643.3 | 5171.25 | 5171.25
Net Site Energy | 2643.3 | 5171.25 | 5171.25
Total Source Energy | 6389.22 | 12499.62 | 12499.62
Net Source Energy | 6389.22 | 12499.62 | 12499.62
Area [m2]
Total Building Area | 511.15
Net Conditioned Building Area | 511.15
Unconditioned Building Area | 0
| Electricity [GJ] | Natural Gas [GJ] | Other Fuel [GJ] | District Cooling [GJ] | District Heating [GJ] | Water [m3]
Heating | 0 | 272.74 | 0 | 0 | 0 | 0
Cooling | 234.87 | 0 | 0 | 0 | 0 | 0
Interior Lighting | 289.8 | 0 | 0 | 0 | 0 | 0
Exterior Lighting | 16.85 | 0 | 0 | 0 | 0 | 0
Interior Equipment | 599.05 | 800.92 | 0 | 0 | 0 | 0
Exterior Equipment | 0 | 0 | 0 | 0 | 0 | 0
Fans | 206.43 | 0 | 0 | 0 | 0 | 0
Pumps | 0 | 0 | 0 | 0 | 0 | 0
Heat Rejection | 0 | 0 | 0 | 0 | 0 | 0
Humidification | 0 | 0 | 0 | 0 | 0 | 0
Heat Recovery | 0 | 0 | 0 | 0 | 0 | 0
Water Systems | 0 | 160.1 | 0 | 0 | 0 | 1377.36
Refrigeration | 62.54 | 0 | 0 | 0 | 0 | 0
Generators | 0 | 0 | 0 | 0 | 0 | 0
Total End Uses | 1409.55 | 1233.75 | 0 | 0 | 0 | 1377.36
| Area [m2] | Conditioned (Y/N) | Volume [m3] | Multipliers | Gross Wall Area [m2] | Window Glass Area [m2] | Lighting [W/m2] | People [m2] per person | Plug and Process [W/m2]
DINING | 371.75 | Yes | 1133.39 | 1 | 169.19 | 47.17 | 27.38 | 1.39 | 60.2612
KITCHEN | 139.41 | Yes | 425.02 | 1 | 106.53 | 0 | 16.37 | 18.59 | 1579.5173
ATTIC | 511.15 | No | 856.26 | 1 | 0 | 0 | 0 |  | 0
Total | 1022.31 |  | 2414.66 |  | 275.72 | 47.17 | 12.1886 | 3.72 | 237.3016
Conditioned Total | 511.15 |  | 1558.4 |  | 275.72 | 47.17 | 24.3773 | 1.86 | 474.6032
Unconditioned Total | 511.15 |  | 856.26 |  | 0 | 0 | 0 |  | 0
| Construction | Reflectance | U-Factor with Film [W/m2-K] | U-Factor no Film [W/m2-K] | Gross Area [m2] | Azimuth [deg] | Tilt [deg] | Cardinal Direction
DINING_WALL_EAST | EXT-WALLS-STEELFRAME-NONRES | 0.22 | 0.908 | 1.051 | 50.13 | 90 | 90 | E
DINING_WALL_SOUTH | EXT-WALLS-STEELFRAME-NONRES | 0.22 | 0.908 | 1.051 | 68.93 | 180 | 90 | S
DINING_WALL_WEST | EXT-WALLS-STEELFRAME-NONRES | 0.22 | 0.908 | 1.051 | 50.13 | 270 | 90 | W
DINING_FLOOR | EXT-SLAB | 0.3 | 3.12 | 12.904 | 371.75 | 0 | 180
KITCHEN_WALL_EAST | EXT-WALLS-STEELFRAME-NONRES | 0.22 | 0.908 | 1.051 | 18.8 | 90 | 90 | E
KITCHEN_WALL_NORTH | EXT-WALLS-STEELFRAME-NONRES | 0.22 | 0.908 | 1.051 | 68.93 | 0 | 90 | N
KITCHEN_WALL_WEST | EXT-WALLS-STEELFRAME-NONRES | 0.22 | 0.908 | 1.051 | 18.8 | 270 | 90 | W
KITCHEN_FLOOR | EXT-SLAB | 0.3 | 3.12 | 12.904 | 139.41 | 0 | 180
EAST-ROOF | ATTIC-ROOF-NONRES | 0.3 | 4.035 | 16.833 | 224.5 | 90 | 18.44
NORTH-ROOF | ATTIC-ROOF-NONRES | 0.3 | 4.035 | 16.833 | 60.26 | 0 | 45
SOUTH-ROOF | ATTIC-ROOF-NONRES | 0.3 | 4.035 | 16.833 | 60.26 | 180 | 45
WEST-ROOF | ATTIC-ROOF-NONRES | 0.3 | 4.035 | 16.833 | 224.5 | 270 | 18.44
| Construction | Area of One Opening [m2] | Area of Openings [m2] | U-Factor [W/m2-K] | SHGC | Visible Transmittance | Shade Control | Parent Surface | Azimuth [deg] | Cardinal Direction
DINING_WALL_EAST_WINDOW | WINDOW-NONRES-FIXED | 13.94 | 13.94 | 5.835 | 0.251 | 0.11 | No | DINING_WALL_EAST | 90 | E
DINING_WALL_SOUTH_WINDOW | WINDOW-NONRES-FIXED | 19.3 | 19.3 | 5.835 | 0.251 | 0.11 | No | DINING_WALL_SOUTH | 180 | S
DINING_WALL_WEST_WINDOW | WINDOW-NONRES-FIXED | 13.94 | 13.94 | 5.835 | 0.251 | 0.11 | No | DINING_WALL_WEST | 270 | W
Total or Average |  |  | 47.17 | 5.83 | 0.251 | 0.11
North Total or Average |  |  | 0 | - | - | -
Non-North Total or Average |  |  | 47.17 | 5.83 | 0.251 | 0.11
| Type | Nominal Capacity [W] | Nominal Efficiency [W/W]
None
| Type | Nominal Total Capacity [W] | Nominal Sensible Capacity [W] | Nominal Latent Capacity [W] | Nominal Sensible Heat Ratio | Nominal Efficiency [W/W]
PSZ-AC_1:1_COOLC DXCOIL | Coil:Cooling:DX:SingleSpeed | 88839.65 | 60063 | 28776.65 | 0.68 | 2.9
PSZ-AC_2:2_COOLC DXCOIL | Coil:Cooling:DX:SingleSpeed | 21247.85 | 14365.31 | 6882.53 | 0.68 | 2.98
| Type | Nominal Total Capacity [W] | Nominal Efficiency [W/W]
PSZ-AC_1:1_HEATC | Coil:Heating:Gas | 143864.88 | 0.78
PSZ-AC_2:2_HEATC | Coil:Heating:Gas | 39886.61 | 0.8
| Type | Total Efficiency [W/W] | Delta Pressure [pa] | Max Flow Rate [m3/s] | Rated Power [W] | Motor Heat In Air Fraction | End Use
DINING EXHAUST FAN | Fan:ZoneExhaust | 1 | 0 | 1.83 | 0 | 1 | Zone Exhaust Fans
KITCHEN EXHAUST FAN | Fan:ZoneExhaust | 1 | 0 | 0.06 | 0 | 1 | Zone Exhaust Fans
PSZ-AC_1:1_FAN | Fan:ConstantVolume | 0.58 | 1109.65 | 3.58 | 6823.97 | 1 | Fan Energy
PSZ-AC_2:2_FAN | Fan:ConstantVolume | 0.54 | 622 | 0.86 | 992.48 | 1 | Fan Energy
| Type | Control | Head [pa] | Power [W] | Motor Efficiency [W/W]
SWHSYS1 PUMP | Pump:VariableSpeed | INTERMITTENT | 0.1 | 0 | 1
| Type | Storage Volume [m3] | Input [W] | Thermal Efficiency [W/W] | Recovery Efficiency [W/W] | Energy Factor
SWHSYS1 WATER HEATER | WaterHeater:Mixed | 0.2 | 845000 | 0.78 | 3.35 | 0.56
| CO2:FACILITY [kg] | NOX:FACILITY [kg] | SO2:FACILITY [kg] | PM:FACILITY [kg] | HG:FACILITY [kg] | WATERENVIRONMENTALFACTORS:FACILITY [L] | CARBON EQUIVALENT:FACILITY [kg]
January | 30995.1833 | 44.375 | 152.7609 | 0 | 0.0003 | 761634.3779 | 12415.4445
February | 25907.1705 | 38.1433 | 137.5793 | 0 | 0.0003 | 685993.7553 | 10486.8059
March | 28723.5054 | 42.3671 | 153.2615 | 0 | 0.0003 | 764191.0472 | 11634.8418
April | 28318.0923 | 43.1389 | 163.9731 | 0 | 0.0003 | 817663.226 | 11612.994
May | 31150.4269 | 47.9119 | 184.682 | 0 | 0.0004 | 920948.472 | 12822.1524
June | 35153.882 | 54.7688 | 214.9892 | 0 | 0.0004 | 1072110 | 14542.7284
July | 38602.6676 | 60.3798 | 238.3168 | 0 | 0.0005 | 1188450 | 15994.1749
August | 38103.7534 | 59.5525 | 234.7961 | 0 | 0.0004 | 1170890 | 15782.5877
September | 33323.6566 | 51.7572 | 202.2908 | 0 | 0.0004 | 1008780 | 13768.9401
October | 29341.8303 | 44.8146 | 170.9934 | 0 | 0.0003 | 852675.2695 | 12044.9
November | 27250.4058 | 40.4599 | 147.8977 | 0 | 0.0003 | 737458.1303 | 11065.7471
December | 30187.219 | 43.6229 | 152.5828 | 0 | 0.0003 | 760766.2674 | 12133.8706
Annual Sum or Average | 377057.7932 | 571.2919 | 2154.1237 | 0 | 0.0042 | 10741600 | 154305.1874
Minimum of Months | 25907.1705 | 38.1433 | 137.5793 | 0 | 0.0003 | 685993.7553 | 10486.8059
Maximum of Months | 38602.6676 | 60.3798 | 238.3168 | 0 | 0.0005 | 1188450 | 15994.1749
| ELECTRICITY:FACILITY [J] | ELECTRICITY:FACILITY {Maximum}[W] | ELECTRICITY:FACILITY {TIMESTAMP} | INTERIORLIGHTS:ELECTRICITY {AT MAX/MIN} [W] | INTERIOREQUIPMENT:ELECTRICITY {AT MAX/MIN} [W] | FANS:ELECTRICITY {AT MAX/MIN} [W] | HEATING:ELECTRICITY {AT MAX/MIN} [W] | COOLING:ELECTRICITY {AT MAX/MIN} [W] | EXTERIORLIGHTS:ELECTRICITY {AT MAX/MIN} [W] | PUMPS:ELECTRICITY {AT MAX/MIN} [W] | HEATREJECTION:ELECTRICITY [Invalid/Undefined] | EXTERIOREQUIPMENT:ELECTRICITY [Invalid/Undefined] | HUMIDIFICATION:ELECTRICITY [Invalid/Undefined] | HEATRECOVERY:ELECTRICITY [Invalid/Undefined] | WATERSYSTEMS:ELECTRICITY [Invalid/Undefined] | REFRIGERATION:ELECTRICITY {AT MAX/MIN} [W] | GENERATORS:ELECTRICITY [Invalid/Undefined] | ELECTRICITYPRODUCED:FACILITY [Invalid/Undefined]
January | 99944700000 | 50263.896 | 18-JAN-12:00 | 11214.473 | 26914.7 | 7816.448 | 0 | 2327.854 | 0 | 0 | 0 | 0 | 0 | 0 | 0 | 1990.42 | 0 | 0
February | 90018900000 | 53089.804 | 08-FEB-12:00 | 11214.473 | 26914.7 | 7816.448 | 0 | 5136.804 | 0 | 0 | 0 | 0 | 0 | 0 | 0 | 2007.379 | 0 | 0
March | 100280000000 | 59453.232 | 31-MAR-15:00 | 11214.473 | 26914.7 | 7816.448 | 0 | 11482.209 | 0 | 0 | 0 | 0 | 0 | 0 | 0 | 2025.401 | 0 | 0
April | 107297000000 | 74294.555 | 21-APR-17:15 | 11214.473 | 26914.7 | 7816.448 | 0 | 26220.769 | 0 | 0 | 0 | 0 | 0 | 0 | 0 | 2128.164 | 0 | 0
May | 120851000000 | 80374.494 | 31-MAY-17:15 | 11214.473 | 26914.7 | 7816.448 | 0 | 32281.378 | 0 | 0 | 0 | 0 | 0 | 0 | 0 | 2147.493 | 0 | 0
June | 140686000000 | 92078.979 | 27-JUN-15:00 | 11214.473 | 26914.7 | 7816.448 | 0 | 43990.456 | 0 | 0 | 0 | 0 | 0 | 0 | 0 | 2142.901 | 0 | 0
July | 155953000000 | 90683.64 | 25-JUL-16:30 | 11214.473 | 26914.7 | 7816.448 | 0 | 42574.726 | 0 | 0 | 0 | 0 | 0 | 0 | 0 | 2163.291 | 0 | 0
August | 153649000000 | 90139.453 | 04-AUG-16:30 | 11214.473 | 26914.7 | 7816.448 | 0 | 42026.949 | 0 | 0 | 0 | 0 | 0 | 0 | 0 | 2166.883 | 0 | 0
September | 132376000000 | 85458.115 | 01-SEP-11:00 | 11214.473 | 26914.7 | 7816.448 | 0 | 37302.573 | 0 | 0 | 0 | 0 | 0 | 0 | 0 | 2209.92 | 0 | 0
October | 111891000000 | 73696.493 | 06-OCT-11:15 | 11214.473 | 26914.7 | 7816.448 | 0 | 25219.038 | 0 | 0 | 0 | 0 | 0 | 0 | 0 | 2531.833 | 0 | 0
November | 96772200000 | 55980.166 | 10-NOV-12:00 | 11214.473 | 26914.7 | 7816.448 | 0 | 8008.674 | 0 | 0 | 0 | 0 | 0 | 0 | 0 | 2025.87 | 0 | 0
December | 99830800000 | 54898.243 | 05-DEC-12:00 | 11214.473 | 26914.7 | 7816.448 | 0 | 6934.908 | 0 | 0 | 0 | 0 | 0 | 0 | 0 | 2017.713 | 0 | 0
Annual Sum or Average | 1409550000000 | [9 empty] | 0 | 0 | 0 | 0 | 0 |  | 0 | 0
Minimum of Months | 90018900000 | 50263.896 |  | 11214.473 | 26914.7 | 7816.448 | 0 | 2327.854 | 0 | 0 | 0 | 0 | 0 | 0 | 0 | 1990.42 | 0 | 0
Maximum of Months | 155953000000 | 92078.979 |  | 11214.473 | 26914.7 | 7816.448 | 0 | 43990.456 | 0 | 0 | 0 | 0 | 0 | 0 | 0 | 2531.833 | 0 | 0
| Electric | Gas | Other | Total
Cost ($) | 36928.89 | 9982.34 | 0 | 46911.23
Cost per Total Building Area ($/m2) | 72.25 | 19.53 | 0 | 91.78
Cost per Net Conditioned Building Area ($/m2) | 72.25 | 19.53 | 0 | 91.78

## SanFrancisco (hidden)
| Total Energy [GJ] | Energy Per Total Building Area [MJ/m2] | Energy Per Conditioned Building Area [MJ/m2]
Total Site Energy | 2544.94 | 4978.81 | 4978.81
Net Site Energy | 2544.94 | 4978.81 | 4978.81
Total Source Energy | 4954.2 | 9692.2 | 9692.2
Net Source Energy | 4954.2 | 9692.2 | 9692.2
Area [m2]
Total Building Area | 511.15
Net Conditioned Building Area | 511.15
Unconditioned Building Area | 0
| Electricity [GJ] | Natural Gas [GJ] | Other Fuel [GJ] | District Cooling [GJ] | District Heating [GJ] | Water [m3]
Heating | 0 | 450.69 | 0 | 0 | 0 | 0
Cooling | 15.21 | 0 | 0 | 0 | 0 | 0
Interior Lighting | 289.8 | 0 | 0 | 0 | 0 | 0
Exterior Lighting | 16.83 | 0 | 0 | 0 | 0 | 0
Interior Equipment | 599.05 | 800.92 | 0 | 0 | 0 | 0
Exterior Equipment | 0 | 0 | 0 | 0 | 0 | 0
Fans | 105.31 | 0 | 0 | 0 | 0 | 0
Pumps | 0 | 0 | 0 | 0 | 0 | 0
Heat Rejection | 0 | 0 | 0 | 0 | 0 | 0
Humidification | 0 | 0 | 0 | 0 | 0 | 0
Heat Recovery | 0 | 0 | 0 | 0 | 0 | 0
Water Systems | 0 | 207.39 | 0 | 0 | 0 | 1377.36
Refrigeration | 59.73 | 0 | 0 | 0 | 0 | 0
Generators | 0 | 0 | 0 | 0 | 0 | 0
Total End Uses | 1085.94 | 1459 | 0 | 0 | 0 | 1377.36
| Area [m2] | Conditioned (Y/N) | Volume [m3] | Multipliers | Gross Wall Area [m2] | Window Glass Area [m2] | Lighting [W/m2] | People [m2] per person | Plug and Process [W/m2]
DINING | 371.75 | Yes | 1133.39 | 1 | 169.19 | 47.17 | 27.38 | 1.39 | 60.2612
KITCHEN | 139.41 | Yes | 425.02 | 1 | 106.53 | 0 | 16.37 | 18.59 | 1579.5173
ATTIC | 511.15 | No | 856.26 | 1 | 0 | 0 | 0 |  | 0
Total | 1022.31 |  | 2414.66 |  | 275.72 | 47.17 | 12.1886 | 3.72 | 237.3016
Conditioned Total | 511.15 |  | 1558.4 |  | 275.72 | 47.17 | 24.3773 | 1.86 | 474.6032
Unconditioned Total | 511.15 |  | 856.26 |  | 0 | 0 | 0 |  | 0
| Construction | Reflectance | U-Factor with Film [W/m2-K] | U-Factor no Film [W/m2-K] | Gross Area [m2] | Azimuth [deg] | Tilt [deg] | Cardinal Direction
DINING_WALL_EAST | EXT-WALLS-STEELFRAME-NONRES | 0.22 | 0.738 | 0.83 | 50.13 | 90 | 90 | E
DINING_WALL_SOUTH | EXT-WALLS-STEELFRAME-NONRES | 0.22 | 0.738 | 0.83 | 68.93 | 180 | 90 | S
DINING_WALL_WEST | EXT-WALLS-STEELFRAME-NONRES | 0.22 | 0.738 | 0.83 | 50.13 | 270 | 90 | W
DINING_FLOOR | EXT-SLAB | 0.3 | 3.12 | 12.904 | 371.75 | 0 | 180
KITCHEN_WALL_EAST | EXT-WALLS-STEELFRAME-NONRES | 0.22 | 0.738 | 0.83 | 18.8 | 90 | 90 | E
KITCHEN_WALL_NORTH | EXT-WALLS-STEELFRAME-NONRES | 0.22 | 0.738 | 0.83 | 68.93 | 0 | 90 | N
KITCHEN_WALL_WEST | EXT-WALLS-STEELFRAME-NONRES | 0.22 | 0.738 | 0.83 | 18.8 | 270 | 90 | W
KITCHEN_FLOOR | EXT-SLAB | 0.3 | 3.12 | 12.904 | 139.41 | 0 | 180
EAST-ROOF | ATTIC-ROOF-NONRES | 0.3 | 4.035 | 16.833 | 224.5 | 90 | 18.44
NORTH-ROOF | ATTIC-ROOF-NONRES | 0.3 | 4.035 | 16.833 | 60.26 | 0 | 45
SOUTH-ROOF | ATTIC-ROOF-NONRES | 0.3 | 4.035 | 16.833 | 60.26 | 180 | 45
WEST-ROOF | ATTIC-ROOF-NONRES | 0.3 | 4.035 | 16.833 | 224.5 | 270 | 18.44
| Construction | Area of One Opening [m2] | Area of Openings [m2] | U-Factor [W/m2-K] | SHGC | Visible Transmittance | Shade Control | Parent Surface | Azimuth [deg] | Cardinal Direction
DINING_WALL_EAST_WINDOW | WINDOW-NONRES-FIXED | 13.94 | 13.94 | 4.092 | 0.392 | 0.253 | No | DINING_WALL_EAST | 90 | E
DINING_WALL_SOUTH_WINDOW | WINDOW-NONRES-FIXED | 19.3 | 19.3 | 4.092 | 0.392 | 0.253 | No | DINING_WALL_SOUTH | 180 | S
DINING_WALL_WEST_WINDOW | WINDOW-NONRES-FIXED | 13.94 | 13.94 | 4.092 | 0.392 | 0.253 | No | DINING_WALL_WEST | 270 | W
Total or Average |  |  | 47.17 | 4.09 | 0.392 | 0.253
North Total or Average |  |  | 0 | - | - | -
Non-North Total or Average |  |  | 47.17 | 4.09 | 0.392 | 0.253
| Type | Nominal Capacity [W] | Nominal Efficiency [W/W]
None
| Type | Nominal Total Capacity [W] | Nominal Sensible Capacity [W] | Nominal Latent Capacity [W] | Nominal Sensible Heat Ratio | Nominal Efficiency [W/W]
PSZ-AC_1:1_COOLC DXCOIL | Coil:Cooling:DX:SingleSpeed | 58618.18 | 43657.78 | 14960.4 | 0.74 | 2.72
PSZ-AC_2:2_COOLC DXCOIL | Coil:Cooling:DX:SingleSpeed | 11549.81 | 8648.81 | 2901.01 | 0.75 | 3.08
| Type | Nominal Total Capacity [W] | Nominal Efficiency [W/W]
PSZ-AC_1:1_HEATC | Coil:Heating:Gas | 127028.41 | 0.78
PSZ-AC_2:2_HEATC | Coil:Heating:Gas | 26845.17 | 0.8
| Type | Total Efficiency [W/W] | Delta Pressure [pa] | Max Flow Rate [m3/s] | Rated Power [W] | Motor Heat In Air Fraction | End Use
DINING EXHAUST FAN | Fan:ZoneExhaust | 1 | 0 | 1.83 | 0 | 1 | Zone Exhaust Fans
KITCHEN EXHAUST FAN | Fan:ZoneExhaust | 1 | 0 | 0.06 | 0 | 1 | Zone Exhaust Fans
PSZ-AC_1:1_FAN | Fan:ConstantVolume | 0.57 | 622 | 3.02 | 3305.2 | 1 | Fan Energy
PSZ-AC_2:2_FAN | Fan:ConstantVolume | 0.54 | 622 | 0.6 | 699.61 | 1 | Fan Energy
| Type | Control | Head [pa] | Power [W] | Motor Efficiency [W/W]
SWHSYS1 PUMP | Pump:VariableSpeed | INTERMITTENT | 0.1 | 0 | 1
| Type | Storage Volume [m3] | Input [W] | Thermal Efficiency [W/W] | Recovery Efficiency [W/W] | Energy Factor
SWHSYS1 WATER HEATER | WaterHeater:Mixed | 0.2 | 845000 | 0.78 | 3.35 | 0.56
| CO2:FACILITY [kg] | NOX:FACILITY [kg] | SO2:FACILITY [kg] | PM:FACILITY [kg] | HG:FACILITY [kg] | WATERENVIRONMENTALFACTORS:FACILITY [L] | CARBON EQUIVALENT:FACILITY [kg]
January | 16595.1963 | 14.6553 | 73.6195 | 0 | 0.0001 | 443937.9877 | 5968.2354
February | 13644.9876 | 12.0161 | 66.586 | 0 | 0 | 401567.187 | 4925.7043
March | 15257.3069 | 13.4415 | 73.4656 | 0 | 0 | 443050.7761 | 5504.7203
April | 14126.5608 | 12.426 | 71.4788 | 0 | 0 | 431091.2373 | 5107.3055
May | 13908.1399 | 12.212 | 74.2938 | 0 | 0 | 448092.5699 | 5040.2981
June | 13123.432 | 11.511 | 72.238 | 0 | 0 | 435705.8905 | 4762.4373
July | 13345.8134 | 11.6914 | 76.093 | 0 | 0 | 458971.8184 | 4851.1651
August | 13329.5081 | 11.678 | 75.837 | 0 | 0 | 457427.0015 | 4844.7408
September | 12935.2669 | 11.3271 | 74.5854 | 0 | 0 | 449883.5161 | 4704.4749
October | 13582.3554 | 11.9123 | 74.9836 | 0 | 0 | 452267.3882 | 4929.6482
November | 13945.6647 | 12.2626 | 71.3225 | 0 | 0 | 430153.3076 | 5044.2202
December | 16337.7298 | 14.4214 | 73.6497 | 0 | 0.0001 | 444128.5543 | 5879.2181
Annual Sum or Average | 170131.9618 | 149.5546 | 878.1529 | 0 | 0.0006 | 5296280 | 61562.1683
Minimum of Months | 12935.2669 | 11.3271 | 66.586 | 0 | 0 | 401567.187 | 4704.4749
Maximum of Months | 16595.1963 | 14.6553 | 76.093 | 0 | 0.0001 | 458971.8184 | 5968.2354
| ELECTRICITY:FACILITY [J] | ELECTRICITY:FACILITY {Maximum}[W] | ELECTRICITY:FACILITY {TIMESTAMP} | INTERIORLIGHTS:ELECTRICITY {AT MAX/MIN} [W] | INTERIOREQUIPMENT:ELECTRICITY {AT MAX/MIN} [W] | FANS:ELECTRICITY {AT MAX/MIN} [W] | HEATING:ELECTRICITY {AT MAX/MIN} [W] | COOLING:ELECTRICITY {AT MAX/MIN} [W] | EXTERIORLIGHTS:ELECTRICITY {AT MAX/MIN} [W] | PUMPS:ELECTRICITY {AT MAX/MIN} [W] | HEATREJECTION:ELECTRICITY [Invalid/Undefined] | EXTERIOREQUIPMENT:ELECTRICITY [Invalid/Undefined] | HUMIDIFICATION:ELECTRICITY [Invalid/Undefined] | HEATRECOVERY:ELECTRICITY [Invalid/Undefined] | WATERSYSTEMS:ELECTRICITY [Invalid/Undefined] | REFRIGERATION:ELECTRICITY {AT MAX/MIN} [W] | GENERATORS:ELECTRICITY [Invalid/Undefined] | ELECTRICITYPRODUCED:FACILITY [Invalid/Undefined]
January | 91024000000 | 45506.427 | 05-JAN-11:15 | 11214.473 | 26914.7 | 4004.81 | 0 | 0 | 0 | 0 | 0 | 0 | 0 | 0 | 0 | 3372.443 | 0 | 0
February | 82336400000 | 50791.449 | 14-FEB-12:00 | 11214.473 | 26914.7 | 4004.81 | 0 | 6613.934 | 0 | 0 | 0 | 0 | 0 | 0 | 0 | 2043.531 | 0 | 0
March | 90842100000 | 45509.718 | 01-MAR-11:15 | 11214.473 | 26914.7 | 4004.81 | 0 | 0 | 0 | 0 | 0 | 0 | 0 | 0 | 0 | 3375.735 | 0 | 0
April | 88389900000 | 52848.43 | 29-APR-11:00 | 11214.473 | 26914.7 | 4004.81 | 0 | 8642.824 | 0 | 0 | 0 | 0 | 0 | 0 | 0 | 2071.622 | 0 | 0
May | 91875800000 | 55351.092 | 09-MAY-11:00 | 11214.473 | 26914.7 | 4004.81 | 0 | 11137.425 | 0 | 0 | 0 | 0 | 0 | 0 | 0 | 2079.683 | 0 | 0
June | 89336100000 | 58380.386 | 16-JUN-11:00 | 11214.473 | 26914.7 | 4004.81 | 0 | 14136.483 | 0 | 0 | 0 | 0 | 0 | 0 | 0 | 2109.919 | 0 | 0
July | 94106500000 | 67460.606 | 02-JUL-15:15 | 11214.473 | 26914.7 | 4004.81 | 0 | 23094.097 | 0 | 0 | 0 | 0 | 0 | 0 | 0 | 2232.526 | 0 | 0
August | 93789700000 | 62911.467 | 15-AUG-11:00 | 11214.473 | 26914.7 | 4004.81 | 0 | 18619.163 | 0 | 0 | 0 | 0 | 0 | 0 | 0 | 2158.32 | 0 | 0
September | 92243000000 | 67793.238 | 28-SEP-15:30 | 11214.473 | 26914.7 | 4004.81 | 0 | 23514.392 | 0 | 0 | 0 | 0 | 0 | 0 | 0 | 2144.863 | 0 | 0
October | 92731800000 | 55550.601 | 16-OCT-17:30 | 11214.473 | 26914.7 | 4004.81 | 0 | 10331.488 | 1072 | 0 | 0 | 0 | 0 | 0 | 0 | 2013.129 | 0 | 0
November | 88197600000 | 45537.97 | 08-NOV-11:15 | 11214.473 | 26914.7 | 4004.81 | 0 | 24.726 | 0 | 0 | 0 | 0 | 0 | 0 | 0 | 3379.261 | 0 | 0
December | 91063000000 | 45516.331 | 03-DEC-11:15 | 11214.473 | 26914.7 | 4004.81 | 0 | 0 | 0 | 0 | 0 | 0 | 0 | 0 | 0 | 3382.347 | 0 | 0
Annual Sum or Average | 1085940000000 | [9 empty] | 0 | 0 | 0 | 0 | 0 |  | 0 | 0
Minimum of Months | 82336400000 | 45506.427 |  | 11214.473 | 26914.7 | 4004.81 | 0 | 0 | 0 | 0 | 0 | 0 | 0 | 0 | 0 | 2013.129 | 0 | 0
Maximum of Months | 94106500000 | 67793.238 |  | 11214.473 | 26914.7 | 4004.81 | 0 | 23514.392 | 1072 | 0 | 0 | 0 | 0 | 0 | 0 | 3382.347 | 0 | 0
| Electric | Gas | Other | Total
Cost ($) | 43931.8 | 12311.91 | 0 | 56243.71
Cost per Total Building Area ($/m2) | 85.95 | 24.09 | 0 | 110.03
Cost per Net Conditioned Building Area ($/m2) | 85.95 | 24.09 | 0 | 110.03

## Baltimore (hidden)
| Total Energy [GJ] | Energy Per Total Building Area [MJ/m2] | Energy Per Conditioned Building Area [MJ/m2]
Total Site Energy | 3055.56 | 5977.79 | 5977.79
Net Site Energy | 3055.56 | 5977.79 | 5977.79
Total Source Energy | 6384.75 | 12490.86 | 12490.86
Net Source Energy | 6384.75 | 12490.86 | 12490.86
Area [m2]
Total Building Area | 511.15
Net Conditioned Building Area | 511.15
Unconditioned Building Area | 0
| Electricity [GJ] | Natural Gas [GJ] | Other Fuel [GJ] | District Cooling [GJ] | District Heating [GJ] | Water [m3]
Heating | 0 | 816.36 | 0 | 0 | 0 | 0
Cooling | 140.94 | 0 | 0 | 0 | 0 | 0
Interior Lighting | 289.8 | 0 | 0 | 0 | 0 | 0
Exterior Lighting | 16.85 | 0 | 0 | 0 | 0 | 0
Interior Equipment | 599.05 | 800.92 | 0 | 0 | 0 | 0
Exterior Equipment | 0 | 0 | 0 | 0 | 0 | 0
Fans | 120.26 | 0 | 0 | 0 | 0 | 0
Pumps | 0 | 0 | 0 | 0 | 0 | 0
Heat Rejection | 0 | 0 | 0 | 0 | 0 | 0
Humidification | 0 | 0 | 0 | 0 | 0 | 0
Heat Recovery | 0 | 0 | 0 | 0 | 0 | 0
Water Systems | 0 | 211.21 | 0 | 0 | 0 | 1377.36
Refrigeration | 60.18 | 0 | 0 | 0 | 0 | 0
Generators | 0 | 0 | 0 | 0 | 0 | 0
Total End Uses | 1227.08 | 1828.48 | 0 | 0 | 0 | 1377.36
| Area [m2] | Conditioned (Y/N) | Volume [m3] | Multipliers | Gross Wall Area [m2] | Window Glass Area [m2] | Lighting [W/m2] | People [m2] per person | Plug and Process [W/m2]
DINING | 371.75 | Yes | 1133.39 | 1 | 169.19 | 47.17 | 27.38 | 1.39 | 60.2612
KITCHEN | 139.41 | Yes | 425.02 | 1 | 106.53 | 0 | 16.37 | 18.59 | 1579.5173
ATTIC | 511.15 | No | 856.26 | 1 | 0 | 0 | 0 |  | 0
Total | 1022.31 |  | 2414.66 |  | 275.72 | 47.17 | 12.1886 | 3.72 | 237.3016
Conditioned Total | 511.15 |  | 1558.4 |  | 275.72 | 47.17 | 24.3773 | 1.86 | 474.6032
Unconditioned Total | 511.15 |  | 856.26 |  | 0 | 0 | 0 |  | 0
| Construction | Reflectance | U-Factor with Film [W/m2-K] | U-Factor no Film [W/m2-K] | Gross Area [m2] | Azimuth [deg] | Tilt [deg] | Cardinal Direction
DINING_WALL_EAST | EXT-WALLS-STEELFRAME-NONRES | 0.22 | 0.505 | 0.547 | 50.13 | 90 | 90 | E
DINING_WALL_SOUTH | EXT-WALLS-STEELFRAME-NONRES | 0.22 | 0.505 | 0.547 | 68.93 | 180 | 90 | S
DINING_WALL_WEST | EXT-WALLS-STEELFRAME-NONRES | 0.22 | 0.505 | 0.547 | 50.13 | 270 | 90 | W
DINING_FLOOR | EXT-SLAB | 0.3 | 3.12 | 12.904 | 371.75 | 0 | 180
KITCHEN_WALL_EAST | EXT-WALLS-STEELFRAME-NONRES | 0.22 | 0.505 | 0.547 | 18.8 | 90 | 90 | E
KITCHEN_WALL_NORTH | EXT-WALLS-STEELFRAME-NONRES | 0.22 | 0.505 | 0.547 | 68.93 | 0 | 90 | N
KITCHEN_WALL_WEST | EXT-WALLS-STEELFRAME-NONRES | 0.22 | 0.505 | 0.547 | 18.8 | 270 | 90 | W
KITCHEN_FLOOR | EXT-SLAB | 0.3 | 3.12 | 12.904 | 139.41 | 0 | 180
EAST-ROOF | ATTIC-ROOF-NONRES | 0.3 | 4.035 | 16.833 | 224.5 | 90 | 18.44
NORTH-ROOF | ATTIC-ROOF-NONRES | 0.3 | 4.035 | 16.833 | 60.26 | 0 | 45
SOUTH-ROOF | ATTIC-ROOF-NONRES | 0.3 | 4.035 | 16.833 | 60.26 | 180 | 45
WEST-ROOF | ATTIC-ROOF-NONRES | 0.3 | 4.035 | 16.833 | 224.5 | 270 | 18.44
| Construction | Area of One Opening [m2] | Area of Openings [m2] | U-Factor [W/m2-K] | SHGC | Visible Transmittance | Shade Control | Parent Surface | Azimuth [deg] | Cardinal Direction
DINING_WALL_EAST_WINDOW | WINDOW-NONRES-FIXED | 13.94 | 13.94 | 3.354 | 0.355 | 0.274 | No | DINING_WALL_EAST | 90 | E
DINING_WALL_SOUTH_WINDOW | WINDOW-NONRES-FIXED | 19.3 | 19.3 | 3.354 | 0.355 | 0.274 | No | DINING_WALL_SOUTH | 180 | S
DINING_WALL_WEST_WINDOW | WINDOW-NONRES-FIXED | 13.94 | 13.94 | 3.354 | 0.355 | 0.274 | No | DINING_WALL_WEST | 270 | W
Total or Average |  |  | 47.17 | 3.35 | 0.355 | 0.274
North Total or Average |  |  | 0 | - | - | -
Non-North Total or Average |  |  | 47.17 | 3.35 | 0.355 | 0.274
| Type | Nominal Capacity [W] | Nominal Efficiency [W/W]
None
| Type | Nominal Total Capacity [W] | Nominal Sensible Capacity [W] | Nominal Latent Capacity [W] | Nominal Sensible Heat Ratio | Nominal Efficiency [W/W]
PSZ-AC_1:1_COOLC DXCOIL | Coil:Cooling:DX:SingleSpeed | 81694.89 | 55232.54 | 26462.34 | 0.68 | 2.62
PSZ-AC_2:2_COOLC DXCOIL | Coil:Cooling:DX:SingleSpeed | 19246.85 | 13012.47 | 6234.38 | 0.68 | 2.98
| Type | Nominal Total Capacity [W] | Nominal Efficiency [W/W]
PSZ-AC_1:1_HEATC | Coil:Heating:Gas | 178230.47 | 0.78
PSZ-AC_2:2_HEATC | Coil:Heating:Gas | 47569.98 | 0.8
| Type | Total Efficiency [W/W] | Delta Pressure [pa] | Max Flow Rate [m3/s] | Rated Power [W] | Motor Heat In Air Fraction | End Use
DINING EXHAUST FAN | Fan:ZoneExhaust | 1 | 0 | 1.83 | 0 | 1 | Zone Exhaust Fans
KITCHEN EXHAUST FAN | Fan:ZoneExhaust | 1 | 0 | 0.06 | 0 | 1 | Zone Exhaust Fans
PSZ-AC_1:1_FAN | Fan:ConstantVolume | 0.57 | 622 | 3.29 | 3597.87 | 1 | Fan Energy
PSZ-AC_2:2_FAN | Fan:ConstantVolume | 0.54 | 622 | 0.78 | 899.01 | 1 | Fan Energy
| Type | Control | Head [pa] | Power [W] | Motor Efficiency [W/W]
SWHSYS1 PUMP | Pump:VariableSpeed | INTERMITTENT | 0.1 | 0 | 1
| Type | Storage Volume [m3] | Input [W] | Thermal Efficiency [W/W] | Recovery Efficiency [W/W] | Energy Factor
SWHSYS1 WATER HEATER | WaterHeater:Mixed | 0.2 | 845000 | 0.78 | 3.35 | 0.56
| CO2:FACILITY [kg] | NOX:FACILITY [kg] | SO2:FACILITY [kg] | PM:FACILITY [kg] | HG:FACILITY [kg] | WATERENVIRONMENTALFACTORS:FACILITY [L] | CARBON EQUIVALENT:FACILITY [kg]
January | 30453.0993 | 44.6356 | 93.9577 | 0 | 0.0004 | 5838.9597 | 12093.6916
February | 26435.8122 | 39.3005 | 84.6171 | 0 | 0.0004 | 5258.8122 | 10548.9014
March | 25600.2428 | 40.2484 | 94.0351 | 0 | 0.0004 | 5845.3305 | 10415.7284
April | 22151.8661 | 36.5531 | 90.8999 | 0 | 0.0004 | 5651.2777 | 9170.5612
May | 22217.5323 | 38.6259 | 102.0162 | 0 | 0.0004 | 6343.2246 | 9377.3688
June | 24068.9279 | 43.4127 | 119.1756 | 0 | 0.0005 | 7410.7785 | 10302.1715
July | 26612.9999 | 48.5042 | 134.5487 | 0 | 0.0006 | 8366.9127 | 11437.0804
August | 26607.6096 | 48.4847 | 134.468 | 0 | 0.0006 | 8361.8893 | 11433.8783
September | 22099.5177 | 39.3441 | 106.5727 | 0 | 0.0004 | 6626.9008 | 9411.9886
October | 22710.6441 | 38.5021 | 98.8634 | 0 | 0.0004 | 6146.8115 | 9495.7914
November | 23856.4325 | 38.2684 | 91.8351 | 0 | 0.0004 | 5708.9468 | 9775.8831
December | 28721.6595 | 43.0296 | 93.7609 | 0 | 0.0004 | 5827.2618 | 11491.2982
Annual Sum or Average | 301536.3437 | 498.9093 | 1244.7504 | 0 | 0.0052 | 77387.1059 | 124954.3428
Minimum of Months | 22099.5177 | 36.5531 | 84.6171 | 0 | 0.0004 | 5258.8122 | 9170.5612
Maximum of Months | 30453.0993 | 48.5042 | 134.5487 | 0 | 0.0006 | 8366.9127 | 12093.6916
| ELECTRICITY:FACILITY [J] | ELECTRICITY:FACILITY {Maximum}[W] | ELECTRICITY:FACILITY {TIMESTAMP} | INTERIORLIGHTS:ELECTRICITY {AT MAX/MIN} [W] | INTERIOREQUIPMENT:ELECTRICITY {AT MAX/MIN} [W] | FANS:ELECTRICITY {AT MAX/MIN} [W] | HEATING:ELECTRICITY {AT MAX/MIN} [W] | COOLING:ELECTRICITY {AT MAX/MIN} [W] | EXTERIORLIGHTS:ELECTRICITY {AT MAX/MIN} [W] | PUMPS:ELECTRICITY {AT MAX/MIN} [W] | HEATREJECTION:ELECTRICITY [Invalid/Undefined] | EXTERIOREQUIPMENT:ELECTRICITY [Invalid/Undefined] | HUMIDIFICATION:ELECTRICITY [Invalid/Undefined] | HEATRECOVERY:ELECTRICITY [Invalid/Undefined] | WATERSYSTEMS:ELECTRICITY [Invalid/Undefined] | REFRIGERATION:ELECTRICITY {AT MAX/MIN} [W] | GENERATORS:ELECTRICITY [Invalid/Undefined] | ELECTRICITYPRODUCED:FACILITY [Invalid/Undefined]
January | 92584900000 | 46039.85 | 09-JAN-11:15 | 11214.473 | 26914.7 | 4496.88 | 0 | 37.501 | 0 | 0 | 0 | 0 | 0 | 0 | 0 | 3376.296 | 0 | 0
February | 83385900000 | 45981.667 | 13-FEB-11:15 | 11214.473 | 26914.7 | 4496.88 | 0 | 0 | 0 | 0 | 0 | 0 | 0 | 0 | 0 | 3355.614 | 0 | 0
March | 92685900000 | 57987.086 | 09-MAR-18:00 | 11214.473 | 26914.7 | 4496.88 | 0 | 12270.13 | 1072 | 0 | 0 | 0 | 0 | 0 | 0 | 2018.903 | 0 | 0
April | 89608900000 | 59344.966 | 05-APR-17:15 | 11214.473 | 26914.7 | 4496.88 | 0 | 14689.275 | 0 | 0 | 0 | 0 | 0 | 0 | 0 | 2029.637 | 0 | 0
May | 100581000000 | 71975.805 | 15-MAY-17:15 | 11214.473 | 26914.7 | 4496.88 | 0 | 27208.784 | 0 | 0 | 0 | 0 | 0 | 0 | 0 | 2140.967 | 0 | 0
June | 117508000000 | 82320.959 | 30-JUN-16:00 | 11214.473 | 26914.7 | 4496.88 | 0 | 37443.444 | 0 | 0 | 0 | 0 | 0 | 0 | 0 | 2251.462 | 0 | 0
July | 132669000000 | 83210.005 | 25-JUL-10:00 | 11214.473 | 26914.7 | 4496.88 | 0 | 37443.444 | 0 | 0 | 0 | 0 | 0 | 0 | 0 | 3140.508 | 0 | 0
August | 132589000000 | 82827.749 | 04-AUG-16:30 | 11214.473 | 26914.7 | 4496.88 | 0 | 37946.073 | 0 | 0 | 0 | 0 | 0 | 0 | 0 | 2255.623 | 0 | 0
September | 105079000000 | 73588.742 | 05-SEP-11:00 | 11214.473 | 26914.7 | 4496.88 | 0 | 28794.414 | 0 | 0 | 0 | 0 | 0 | 0 | 0 | 2168.274 | 0 | 0
October | 97466300000 | 68372.289 | 20-OCT-17:30 | 11214.473 | 26914.7 | 4496.88 | 0 | 22589.126 | 1072 | 0 | 0 | 0 | 0 | 0 | 0 | 2085.11 | 0 | 0
November | 90523400000 | 61511.869 | 04-NOV-11:00 | 11214.473 | 26914.7 | 4496.88 | 0 | 16762.827 | 0 | 0 | 0 | 0 | 0 | 0 | 0 | 2122.989 | 0 | 0
December | 92399400000 | 46002.934 | 23-DEC-11:15 | 11214.473 | 26914.7 | 4496.88 | 0 | 0 | 0 | 0 | 0 | 0 | 0 | 0 | 0 | 3376.881 | 0 | 0
Annual Sum or Average | 1227080000000 | [9 empty] | 0 | 0 | 0 | 0 | 0 |  | 0 | 0
Minimum of Months | 83385900000 | 45981.667 |  | 11214.473 | 26914.7 | 4496.88 | 0 | 0 | 0 | 0 | 0 | 0 | 0 | 0 | 0 | 2018.903 | 0 | 0
Maximum of Months | 132669000000 | 83210.005 |  | 11214.473 | 26914.7 | 4496.88 | 0 | 37946.073 | 1072 | 0 | 0 | 0 | 0 | 0 | 0 | 3376.881 | 0 | 0
| Electric | Gas | Other | Total
Cost ($) | 23108.21 | 18199.75 | 0 | 41307.96
Cost per Total Building Area ($/m2) | 45.21 | 35.61 | 0 | 80.81
Cost per Net Conditioned Building Area ($/m2) | 45.21 | 35.61 | 0 | 80.81

## Albuquerque (hidden)
| Total Energy [GJ] | Energy Per Total Building Area [MJ/m2] | Energy Per Conditioned Building Area [MJ/m2]
Total Site Energy | 2807.53 | 5492.54 | 5492.54
Net Site Energy | 2807.53 | 5492.54 | 5492.54
Total Source Energy | 5941.99 | 11624.67 | 11624.67
Net Source Energy | 5941.99 | 11624.67 | 11624.67
Area [m2]
Total Building Area | 511.15
Net Conditioned Building Area | 511.15
Unconditioned Building Area | 0
| Electricity [GJ] | Natural Gas [GJ] | Other Fuel [GJ] | District Cooling [GJ] | District Heating [GJ] | Water [m3]
Heating | 0 | 507.9 | 0 | 0 | 0 | 0
Cooling | 113.46 | 0 | 0 | 0 | 0 | 0
Interior Lighting | 289.8 | 0 | 0 | 0 | 0 | 0
Exterior Lighting | 16.84 | 0 | 0 | 0 | 0 | 0
Interior Equipment | 599.05 | 800.92 | 0 | 0 | 0 | 0
Exterior Equipment | 0 | 0 | 0 | 0 | 0 | 0
Fans | 212.92 | 0 | 0 | 0 | 0 | 0
Pumps | 0 | 0 | 0 | 0 | 0 | 0
Heat Rejection | 0 | 0 | 0 | 0 | 0 | 0
Humidification | 0 | 0 | 0 | 0 | 0 | 0
Heat Recovery | 0 | 0 | 0 | 0 | 0 | 0
Water Systems | 0 | 206.63 | 0 | 0 | 0 | 1377.36
Refrigeration | 59.99 | 0 | 0 | 0 | 0 | 0
Generators | 0 | 0 | 0 | 0 | 0 | 0
Total End Uses | 1292.08 | 1515.45 | 0 | 0 | 0 | 1377.36
| Area [m2] | Conditioned (Y/N) | Volume [m3] | Multipliers | Gross Wall Area [m2] | Window Glass Area [m2] | Lighting [W/m2] | People [m2] per person | Plug and Process [W/m2]
DINING | 371.75 | Yes | 1133.39 | 1 | 169.19 | 47.17 | 27.38 | 1.39 | 60.2612
KITCHEN | 139.41 | Yes | 425.02 | 1 | 106.53 | 0 | 16.37 | 18.59 | 1579.5173
ATTIC | 511.15 | No | 856.26 | 1 | 0 | 0 | 0 |  | 0
Total | 1022.31 |  | 2414.66 |  | 275.72 | 47.17 | 12.1886 | 3.72 | 237.3016
Conditioned Total | 511.15 |  | 1558.4 |  | 275.72 | 47.17 | 24.3773 | 1.86 | 474.6032
Unconditioned Total | 511.15 |  | 856.26 |  | 0 | 0 | 0 |  | 0
| Construction | Reflectance | U-Factor with Film [W/m2-K] | U-Factor no Film [W/m2-K] | Gross Area [m2] | Azimuth [deg] | Tilt [deg] | Cardinal Direction
DINING_WALL_EAST | EXT-WALLS-STEELFRAME-NONRES | 0.22 | 0.568 | 0.621 | 50.13 | 90 | 90 | E
DINING_WALL_SOUTH | EXT-WALLS-STEELFRAME-NONRES | 0.22 | 0.568 | 0.621 | 68.93 | 180 | 90 | S
DINING_WALL_WEST | EXT-WALLS-STEELFRAME-NONRES | 0.22 | 0.568 | 0.621 | 50.13 | 270 | 90 | W
DINING_FLOOR | EXT-SLAB | 0.3 | 3.12 | 12.904 | 371.75 | 0 | 180
KITCHEN_WALL_EAST | EXT-WALLS-STEELFRAME-NONRES | 0.22 | 0.568 | 0.621 | 18.8 | 90 | 90 | E
KITCHEN_WALL_NORTH | EXT-WALLS-STEELFRAME-NONRES | 0.22 | 0.568 | 0.621 | 68.93 | 0 | 90 | N
KITCHEN_WALL_WEST | EXT-WALLS-STEELFRAME-NONRES | 0.22 | 0.568 | 0.621 | 18.8 | 270 | 90 | W
KITCHEN_FLOOR | EXT-SLAB | 0.3 | 3.12 | 12.904 | 139.41 | 0 | 180
EAST-ROOF | ATTIC-ROOF-NONRES | 0.3 | 4.035 | 16.833 | 224.5 | 90 | 18.44
NORTH-ROOF | ATTIC-ROOF-NONRES | 0.3 | 4.035 | 16.833 | 60.26 | 0 | 45
SOUTH-ROOF | ATTIC-ROOF-NONRES | 0.3 | 4.035 | 16.833 | 60.26 | 180 | 45
WEST-ROOF | ATTIC-ROOF-NONRES | 0.3 | 4.035 | 16.833 | 224.5 | 270 | 18.44
| Construction | Area of One Opening [m2] | Area of Openings [m2] | U-Factor [W/m2-K] | SHGC | Visible Transmittance | Shade Control | Parent Surface | Azimuth [deg] | Cardinal Direction
DINING_WALL_EAST_WINDOW | WINDOW-NONRES-FIXED | 13.94 | 13.94 | 4.092 | 0.362 | 0.225 | No | DINING_WALL_EAST | 90 | E
DINING_WALL_SOUTH_WINDOW | WINDOW-NONRES-FIXED | 19.3 | 19.3 | 4.092 | 0.362 | 0.225 | No | DINING_WALL_SOUTH | 180 | S
DINING_WALL_WEST_WINDOW | WINDOW-NONRES-FIXED | 13.94 | 13.94 | 4.092 | 0.362 | 0.225 | No | DINING_WALL_WEST | 270 | W
Total or Average |  |  | 47.17 | 4.09 | 0.362 | 0.225
North Total or Average |  |  | 0 | - | - | -
Non-North Total or Average |  |  | 47.17 | 4.09 | 0.362 | 0.225
| Type | Nominal Capacity [W] | Nominal Efficiency [W/W]
None
| Type | Nominal Total Capacity [W] | Nominal Sensible Capacity [W] | Nominal Latent Capacity [W] | Nominal Sensible Heat Ratio | Nominal Efficiency [W/W]
PSZ-AC_1:1_COOLC DXCOIL | Coil:Cooling:DX:SingleSpeed | 75611.42 | 54802.57 | 20808.85 | 0.72 | 3.06
PSZ-AC_2:2_COOLC DXCOIL | Coil:Cooling:DX:SingleSpeed | 16422.52 | 12499.34 | 3923.18 | 0.76 | 3.1
| Type | Nominal Total Capacity [W] | Nominal Efficiency [W/W]
PSZ-AC_1:1_HEATC | Coil:Heating:Gas | 148884.87 | 0.78
PSZ-AC_2:2_HEATC | Coil:Heating:Gas | 43439.22 | 0.8
| Type | Total Efficiency [W/W] | Delta Pressure [pa] | Max Flow Rate [m3/s] | Rated Power [W] | Motor Heat In Air Fraction | End Use
DINING EXHAUST FAN | Fan:ZoneExhaust | 1 | 0 | 1.83 | 0 | 1 | Zone Exhaust Fans
KITCHEN EXHAUST FAN | Fan:ZoneExhaust | 1 | 0 | 0.06 | 0 | 1 | Zone Exhaust Fans
PSZ-AC_1:1_FAN | Fan:ConstantVolume | 0.58 | 1109.65 | 3.65 | 6962.17 | 1 | Fan Energy
PSZ-AC_2:2_FAN | Fan:ConstantVolume | 0.55 | 622 | 0.89 | 1014.76 | 1 | Fan Energy
| Type | Control | Head [pa] | Power [W] | Motor Efficiency [W/W]
SWHSYS1 PUMP | Pump:VariableSpeed | INTERMITTENT | 0.1 | 0 | 1
| Type | Storage Volume [m3] | Input [W] | Thermal Efficiency [W/W] | Recovery Efficiency [W/W] | Energy Factor
SWHSYS1 WATER HEATER | WaterHeater:Mixed | 0.2 | 845000 | 0.78 | 3.35 | 0.56
| CO2:FACILITY [kg] | NOX:FACILITY [kg] | SO2:FACILITY [kg] | PM:FACILITY [kg] | HG:FACILITY [kg] | WATERENVIRONMENTALFACTORS:FACILITY [L] | CARBON EQUIVALENT:FACILITY [kg]
January | 37146.2628 | 56.2522 | 122.1253 | 0 | 0.0005 | 126935.1673 | 15066.7497
February | 32332.5107 | 49.6403 | 109.9675 | 0 | 0.0004 | 114304.5099 | 13180.7425
March | 34567.2376 | 53.8367 | 121.7113 | 0 | 0.0005 | 126517.9736 | 14166.8415
April | 32106.1948 | 51.4413 | 120.8264 | 0 | 0.0005 | 125609.9097 | 13299.2235
May | 34455.1663 | 56.3664 | 135.9534 | 0 | 0.0005 | 141344.7578 | 14386.1674
June | 35426.2359 | 58.5499 | 143.0048 | 0 | 0.0006 | 148680.1907 | 14849.9722
July | 38871.1675 | 64.5836 | 158.7518 | 0 | 0.0006 | 165054.524 | 16327.3795
August | 37596.4053 | 62.3441 | 152.8883 | 0 | 0.0006 | 158957.398 | 15780.0189
September | 34010.2197 | 56.0849 | 136.614 | 0 | 0.0005 | 142034.8304 | 14244.1769
October | 33132.2927 | 53.3165 | 125.9394 | 0 | 0.0005 | 130927.1034 | 13746.9395
November | 33587.3062 | 52.2097 | 117.715 | 0 | 0.0005 | 122362.9604 | 13755.3366
December | 37349.4029 | 56.45 | 122.1989 | 0 | 0.0005 | 127010.6666 | 15138.3744
Annual Sum or Average | 420580.4026 | 671.0757 | 1567.6962 | 0 | 0.0063 | 1629740 | 173941.9226
Minimum of Months | 32106.1948 | 49.6403 | 109.9675 | 0 | 0.0004 | 114304.5099 | 13180.7425
Maximum of Months | 38871.1675 | 64.5836 | 158.7518 | 0 | 0.0006 | 165054.524 | 16327.3795
| ELECTRICITY:FACILITY [J] | ELECTRICITY:FACILITY {Maximum}[W] | ELECTRICITY:FACILITY {TIMESTAMP} | INTERIORLIGHTS:ELECTRICITY {AT MAX/MIN} [W] | INTERIOREQUIPMENT:ELECTRICITY {AT MAX/MIN} [W] | FANS:ELECTRICITY {AT MAX/MIN} [W] | HEATING:ELECTRICITY {AT MAX/MIN} [W] | COOLING:ELECTRICITY {AT MAX/MIN} [W] | EXTERIORLIGHTS:ELECTRICITY {AT MAX/MIN} [W] | PUMPS:ELECTRICITY {AT MAX/MIN} [W] | HEATREJECTION:ELECTRICITY [Invalid/Undefined] | EXTERIOREQUIPMENT:ELECTRICITY [Invalid/Undefined] | HUMIDIFICATION:ELECTRICITY [Invalid/Undefined] | HEATRECOVERY:ELECTRICITY [Invalid/Undefined] | WATERSYSTEMS:ELECTRICITY [Invalid/Undefined] | REFRIGERATION:ELECTRICITY {AT MAX/MIN} [W] | GENERATORS:ELECTRICITY [Invalid/Undefined] | ELECTRICITYPRODUCED:FACILITY [Invalid/Undefined]
January | 100636000000 | 49450.807 | 21-JAN-11:15 | 11214.473 | 26914.7 | 7976.932 | 0 | 0 | 0 | 0 | 0 | 0 | 0 | 0 | 0 | 3344.701 | 0 | 0
February | 90622000000 | 52776.666 | 14-FEB-16:15 | 11214.473 | 26914.7 | 7976.932 | 0 | 4716.624 | 0 | 0 | 0 | 0 | 0 | 0 | 0 | 1953.937 | 0 | 0
March | 100305000000 | 54411.996 | 25-MAR-15:00 | 11214.473 | 26914.7 | 7976.932 | 0 | 6339.694 | 0 | 0 | 0 | 0 | 0 | 0 | 0 | 1966.197 | 0 | 0
April | 99585000000 | 63694.012 | 21-APR-17:15 | 11214.473 | 26914.7 | 7976.932 | 0 | 15553.065 | 0 | 0 | 0 | 0 | 0 | 0 | 0 | 2034.842 | 0 | 0
May | 112060000000 | 69820.32 | 31-MAY-17:15 | 11214.473 | 26914.7 | 7976.932 | 0 | 21605.873 | 0 | 0 | 0 | 0 | 0 | 0 | 0 | 2108.342 | 0 | 0
June | 117875000000 | 73890.578 | 20-JUN-17:15 | 11214.473 | 26914.7 | 7976.932 | 0 | 25650.662 | 0 | 0 | 0 | 0 | 0 | 0 | 0 | 2133.811 | 0 | 0
July | 130857000000 | 76530.313 | 31-JUL-17:15 | 11214.473 | 26914.7 | 7976.932 | 0 | 28284.705 | 0 | 0 | 0 | 0 | 0 | 0 | 0 | 2139.504 | 0 | 0
August | 126023000000 | 76533.461 | 01-AUG-17:15 | 11214.473 | 26914.7 | 7976.932 | 0 | 28267.67 | 0 | 0 | 0 | 0 | 0 | 0 | 0 | 2159.685 | 0 | 0
September | 112607000000 | 69678.655 | 02-SEP-17:15 | 11214.473 | 26914.7 | 7976.932 | 0 | 21465.062 | 0 | 0 | 0 | 0 | 0 | 0 | 0 | 2107.488 | 0 | 0
October | 103801000000 | 63620.766 | 11-OCT-16:15 | 11214.473 | 26914.7 | 7976.932 | 0 | 15460.874 | 0 | 0 | 0 | 0 | 0 | 0 | 0 | 2053.787 | 0 | 0
November | 97010800000 | 51377.832 | 01-NOV-17:15 | 11214.473 | 26914.7 | 7976.932 | 0 | 2282.48 | 1072 | 0 | 0 | 0 | 0 | 0 | 0 | 1917.247 | 0 | 0
December | 100696000000 | 49446.201 | 08-DEC-11:15 | 11214.473 | 26914.7 | 7976.932 | 0 | 0 | 0 | 0 | 0 | 0 | 0 | 0 | 0 | 3340.096 | 0 | 0
Annual Sum or Average | 1292080000000 | [9 empty] | 0 | 0 | 0 | 0 | 0 |  | 0 | 0
Minimum of Months | 90622000000 | 49446.201 |  | 11214.473 | 26914.7 | 7976.932 | 0 | 0 | 0 | 0 | 0 | 0 | 0 | 0 | 0 | 1917.247 | 0 | 0
Maximum of Months | 130857000000 | 76533.461 |  | 11214.473 | 26914.7 | 7976.932 | 0 | 28284.705 | 1072 | 0 | 0 | 0 | 0 | 0 | 0 | 3344.701 | 0 | 0
| Electric | Gas | Other | Total
Cost ($) | 13446.35 | 10805.28 | 0 | 24251.63
Cost per Total Building Area ($/m2) | 26.31 | 21.14 | 0 | 47.44
Cost per Net Conditioned Building Area ($/m2) | 26.31 | 21.14 | 0 | 47.44

## Seattle (hidden)
| Total Energy [GJ] | Energy Per Total Building Area [MJ/m2] | Energy Per Conditioned Building Area [MJ/m2]
Total Site Energy | 2884.81 | 5643.73 | 5643.73
Net Site Energy | 2884.81 | 5643.73 | 5643.73
Total Source Energy | 3863.78 | 7558.94 | 7558.94
Net Source Energy | 3863.78 | 7558.94 | 7558.94
Area [m2]
Total Building Area | 511.15
Net Conditioned Building Area | 511.15
Unconditioned Building Area | 0
| Electricity [GJ] | Natural Gas [GJ] | Other Fuel [GJ] | District Cooling [GJ] | District Heating [GJ] | Water [m3]
Heating | 0 | 762.32 | 0 | 0 | 0 | 0
Cooling | 23.63 | 0 | 0 | 0 | 0 | 0
Interior Lighting | 289.8 | 0 | 0 | 0 | 0 | 0
Exterior Lighting | 16.82 | 0 | 0 | 0 | 0 | 0
Interior Equipment | 599.05 | 800.92 | 0 | 0 | 0 | 0
Exterior Equipment | 0 | 0 | 0 | 0 | 0 | 0
Fans | 109.86 | 0 | 0 | 0 | 0 | 0
Pumps | 0 | 0 | 0 | 0 | 0 | 0
Heat Rejection | 0 | 0 | 0 | 0 | 0 | 0
Humidification | 0 | 0 | 0 | 0 | 0 | 0
Heat Recovery | 0 | 0 | 0 | 0 | 0 | 0
Water Systems | 0 | 223.78 | 0 | 0 | 0 | 1377.36
Refrigeration | 58.62 | 0 | 0 | 0 | 0 | 0
Generators | 0 | 0 | 0 | 0 | 0 | 0
Total End Uses | 1097.79 | 1787.02 | 0 | 0 | 0 | 1377.36
| Area [m2] | Conditioned (Y/N) | Volume [m3] | Multipliers | Gross Wall Area [m2] | Window Glass Area [m2] | Lighting [W/m2] | People [m2] per person | Plug and Process [W/m2]
DINING | 371.75 | Yes | 1133.39 | 1 | 169.19 | 47.17 | 27.38 | 1.39 | 60.2612
KITCHEN | 139.41 | Yes | 425.02 | 1 | 106.53 | 0 | 16.37 | 18.59 | 1579.5173
ATTIC | 511.15 | No | 856.26 | 1 | 0 | 0 | 0 |  | 0
Total | 1022.31 |  | 2414.66 |  | 275.72 | 47.17 | 12.1886 | 3.72 | 237.3016
Conditioned Total | 511.15 |  | 1558.4 |  | 275.72 | 47.17 | 24.3773 | 1.86 | 474.6032
Unconditioned Total | 511.15 |  | 856.26 |  | 0 | 0 | 0 |  | 0
| Construction | Reflectance | U-Factor with Film [W/m2-K] | U-Factor no Film [W/m2-K] | Gross Area [m2] | Azimuth [deg] | Tilt [deg] | Cardinal Direction
DINING_WALL_EAST | EXT-WALLS-STEELFRAME-NONRES | 0.22 | 0.522 | 0.567 | 50.13 | 90 | 90 | E
DINING_WALL_SOUTH | EXT-WALLS-STEELFRAME-NONRES | 0.22 | 0.522 | 0.567 | 68.93 | 180 | 90 | S
DINING_WALL_WEST | EXT-WALLS-STEELFRAME-NONRES | 0.22 | 0.522 | 0.567 | 50.13 | 270 | 90 | W
DINING_FLOOR | EXT-SLAB | 0.3 | 3.12 | 12.904 | 371.75 | 0 | 180
KITCHEN_WALL_EAST | EXT-WALLS-STEELFRAME-NONRES | 0.22 | 0.522 | 0.567 | 18.8 | 90 | 90 | E
KITCHEN_WALL_NORTH | EXT-WALLS-STEELFRAME-NONRES | 0.22 | 0.522 | 0.567 | 68.93 | 0 | 90 | N
KITCHEN_WALL_WEST | EXT-WALLS-STEELFRAME-NONRES | 0.22 | 0.522 | 0.567 | 18.8 | 270 | 90 | W
KITCHEN_FLOOR | EXT-SLAB | 0.3 | 3.12 | 12.904 | 139.41 | 0 | 180
EAST-ROOF | ATTIC-ROOF-NONRES | 0.3 | 4.035 | 16.833 | 224.5 | 90 | 18.44
NORTH-ROOF | ATTIC-ROOF-NONRES | 0.3 | 4.035 | 16.833 | 60.26 | 0 | 45
SOUTH-ROOF | ATTIC-ROOF-NONRES | 0.3 | 4.035 | 16.833 | 60.26 | 180 | 45
WEST-ROOF | ATTIC-ROOF-NONRES | 0.3 | 4.035 | 16.833 | 224.5 | 270 | 18.44
| Construction | Area of One Opening [m2] | Area of Openings [m2] | U-Factor [W/m2-K] | SHGC | Visible Transmittance | Shade Control | Parent Surface | Azimuth [deg] | Cardinal Direction
DINING_WALL_EAST_WINDOW | WINDOW-NONRES-FIXED | 13.94 | 13.94 | 4.092 | 0.392 | 0.253 | No | DINING_WALL_EAST | 90 | E
DINING_WALL_SOUTH_WINDOW | WINDOW-NONRES-FIXED | 19.3 | 19.3 | 4.092 | 0.392 | 0.253 | No | DINING_WALL_SOUTH | 180 | S
DINING_WALL_WEST_WINDOW | WINDOW-NONRES-FIXED | 13.94 | 13.94 | 4.092 | 0.392 | 0.253 | No | DINING_WALL_WEST | 270 | W
Total or Average |  |  | 47.17 | 4.09 | 0.392 | 0.253
North Total or Average |  |  | 0 | - | - | -
Non-North Total or Average |  |  | 47.17 | 4.09 | 0.392 | 0.253
| Type | Nominal Capacity [W] | Nominal Efficiency [W/W]
None
| Type | Nominal Total Capacity [W] | Nominal Sensible Capacity [W] | Nominal Latent Capacity [W] | Nominal Sensible Heat Ratio | Nominal Efficiency [W/W]
PSZ-AC_1:1_COOLC DXCOIL | Coil:Cooling:DX:SingleSpeed | 67577.99 | 48041.38 | 19536.61 | 0.71 | 2.67
PSZ-AC_2:2_COOLC DXCOIL | Coil:Cooling:DX:SingleSpeed | 12335.34 | 9335.37 | 2999.97 | 0.76 | 3.1
| Type | Nominal Total Capacity [W] | Nominal Efficiency [W/W]
PSZ-AC_1:1_HEATC | Coil:Heating:Gas | 151786.74 | 0.78
PSZ-AC_2:2_HEATC | Coil:Heating:Gas | 35049.41 | 0.8
| Type | Total Efficiency [W/W] | Delta Pressure [pa] | Max Flow Rate [m3/s] | Rated Power [W] | Motor Heat In Air Fraction | End Use
DINING EXHAUST FAN | Fan:ZoneExhaust | 1 | 0 | 1.83 | 0 | 1 | Zone Exhaust Fans
KITCHEN EXHAUST FAN | Fan:ZoneExhaust | 1 | 0 | 0.06 | 0 | 1 | Zone Exhaust Fans
PSZ-AC_1:1_FAN | Fan:ConstantVolume | 0.57 | 622 | 3.11 | 3398.99 | 1 | Fan Energy
PSZ-AC_2:2_FAN | Fan:ConstantVolume | 0.54 | 622 | 0.66 | 765.93 | 1 | Fan Energy
| Type | Control | Head [pa] | Power [W] | Motor Efficiency [W/W]
SWHSYS1 PUMP | Pump:VariableSpeed | INTERMITTENT | 0.1 | 0 | 1
| Type | Storage Volume [m3] | Input [W] | Thermal Efficiency [W/W] | Recovery Efficiency [W/W] | Energy Factor
SWHSYS1 WATER HEATER | WaterHeater:Mixed | 0.2 | 845000 | 0.78 | 3.35 | 0.56
| CO2:FACILITY [kg] | NOX:FACILITY [kg] | SO2:FACILITY [kg] | PM:FACILITY [kg] | HG:FACILITY [kg] | WATERENVIRONMENTALFACTORS:FACILITY [L] | CARBON EQUIVALENT:FACILITY [kg]
January | 15791.7998 | 17.4074 | 19.6857 | 0 | 0.0001 | 259439.3715 | 5794.6675
February | 13043.5427 | 14.6108 | 17.7462 | 0 | 0.0001 | 233959.9801 | 4811.1517
March | 14103.1755 | 15.8655 | 19.6209 | 0 | 0.0001 | 258697.141 | 5209.2645
April | 12171.6086 | 14.0107 | 18.9649 | 0 | 0.0001 | 250147.3857 | 4529.8784
May | 10909.0135 | 13.0098 | 19.8864 | 0 | 0.0001 | 262427.23 | 4108.4375
June | 9750.3557 | 11.9009 | 19.5167 | 0 | 0.0001 | 257614.3137 | 3701.3053
July | 9632.1827 | 12.0443 | 21.1165 | 0 | 0.0001 | 278793.4154 | 3687.2491
August | 9539.0144 | 11.9655 | 21.1531 | 0 | 0.0001 | 279284.5474 | 3655.6244
September | 9990.7985 | 12.1993 | 20.0295 | 0 | 0.0001 | 264383.8841 | 3793.1075
October | 11553.8546 | 13.5654 | 19.6991 | 0 | 0.0001 | 259905.6872 | 4328.4321
November | 13704.857 | 15.4143 | 19.0468 | 0 | 0.0001 | 251126.1728 | 5061.803
December | 15673.4118 | 17.3036 | 19.7086 | 0 | 0.0001 | 259749.9373 | 5754.085
Annual Sum or Average | 145863.6147 | 169.2975 | 236.1745 | 0 | 0.0011 | 3115530 | 54435.006
Minimum of Months | 9539.0144 | 11.9009 | 17.7462 | 0 | 0.0001 | 233959.9801 | 3655.6244
Maximum of Months | 15791.7998 | 17.4074 | 21.1531 | 0 | 0.0001 | 279284.5474 | 5794.6675
| ELECTRICITY:FACILITY [J] | ELECTRICITY:FACILITY {Maximum}[W] | ELECTRICITY:FACILITY {TIMESTAMP} | INTERIORLIGHTS:ELECTRICITY {AT MAX/MIN} [W] | INTERIOREQUIPMENT:ELECTRICITY {AT MAX/MIN} [W] | FANS:ELECTRICITY {AT MAX/MIN} [W] | HEATING:ELECTRICITY {AT MAX/MIN} [W] | COOLING:ELECTRICITY {AT MAX/MIN} [W] | EXTERIORLIGHTS:ELECTRICITY {AT MAX/MIN} [W] | PUMPS:ELECTRICITY {AT MAX/MIN} [W] | HEATREJECTION:ELECTRICITY [Invalid/Undefined] | EXTERIOREQUIPMENT:ELECTRICITY [Invalid/Undefined] | HUMIDIFICATION:ELECTRICITY [Invalid/Undefined] | HEATRECOVERY:ELECTRICITY [Invalid/Undefined] | WATERSYSTEMS:ELECTRICITY [Invalid/Undefined] | REFRIGERATION:ELECTRICITY {AT MAX/MIN} [W] | GENERATORS:ELECTRICITY [Invalid/Undefined] | ELECTRICITYPRODUCED:FACILITY [Invalid/Undefined]
January | 91416300000 | 45660.939 | 14-JAN-11:15 | 11214.473 | 26914.7 | 4164.921 | 0 | 0 | 0 | 0 | 0 | 0 | 0 | 0 | 0 | 3366.844 | 0 | 0
February | 82438300000 | 45647.479 | 20-FEB-11:15 | 11214.473 | 26914.7 | 4164.921 | 0 | 0 | 0 | 0 | 0 | 0 | 0 | 0 | 0 | 3353.384 | 0 | 0
March | 91154700000 | 47811.115 | 29-MAR-16:15 | 11214.473 | 26914.7 | 4164.921 | 0 | 3555.708 | 0 | 0 | 0 | 0 | 0 | 0 | 0 | 1961.312 | 0 | 0
April | 88142100000 | 50678.367 | 29-APR-17:15 | 11214.473 | 26914.7 | 4164.921 | 0 | 6395.066 | 0 | 0 | 0 | 0 | 0 | 0 | 0 | 1989.206 | 0 | 0
May | 92469100000 | 57529.581 | 05-MAY-17:00 | 11214.473 | 26914.7 | 4164.921 | 0 | 13205.858 | 0 | 0 | 0 | 0 | 0 | 0 | 0 | 2029.629 | 0 | 0
June | 90773200000 | 62829.75 | 18-JUN-15:30 | 11214.473 | 26914.7 | 4164.921 | 0 | 18365.478 | 0 | 0 | 0 | 0 | 0 | 0 | 0 | 2170.178 | 0 | 0
July | 98235900000 | 65989.123 | 24-JUL-17:00 | 11214.473 | 26914.7 | 4164.921 | 0 | 21595.147 | 0 | 0 | 0 | 0 | 0 | 0 | 0 | 2099.881 | 0 | 0
August | 98408900000 | 65035.99 | 18-AUG-17:30 | 11214.473 | 26914.7 | 4164.921 | 0 | 20662.649 | 0 | 0 | 0 | 0 | 0 | 0 | 0 | 2079.246 | 0 | 0
September | 93158500000 | 73785.902 | 02-SEP-15:00 | 11214.473 | 26914.7 | 4164.921 | 0 | 29320.641 | 0 | 0 | 0 | 0 | 0 | 0 | 0 | 2171.167 | 0 | 0
October | 91580600000 | 50862.566 | 17-OCT-17:30 | 11214.473 | 26914.7 | 4164.921 | 0 | 5530.333 | 1072 | 0 | 0 | 0 | 0 | 0 | 0 | 1966.138 | 0 | 0
November | 88487000000 | 45681.395 | 03-NOV-10:15 | 11214.473 | 26914.7 | 4164.921 | 0 | 0 | 0 | 0 | 0 | 0 | 0 | 0 | 0 | 3387.3 | 0 | 0
December | 91525700000 | 45656.154 | 31-DEC-11:15 | 11214.473 | 26914.7 | 4164.921 | 0 | 0 | 0 | 0 | 0 | 0 | 0 | 0 | 0 | 3362.059 | 0 | 0
Annual Sum or Average | 1097790000000 | [9 empty] | 0 | 0 | 0 | 0 | 0 |  | 0 | 0
Minimum of Months | 82438300000 | 45647.479 |  | 11214.473 | 26914.7 | 4164.921 | 0 | 0 | 0 | 0 | 0 | 0 | 0 | 0 | 0 | 1961.312 | 0 | 0
Maximum of Months | 98408900000 | 73785.902 |  | 11214.473 | 26914.7 | 4164.921 | 0 | 29320.641 | 1072 | 0 | 0 | 0 | 0 | 0 | 0 | 3387.3 | 0 | 0
| Electric | Gas | Other | Total
Cost ($) | 22024.11 | 14874.94 | 0 | 36899.04
Cost per Total Building Area ($/m2) | 43.09 | 29.1 | 0 | 72.19
Cost per Net Conditioned Building Area ($/m2) | 43.09 | 29.1 | 0 | 72.19

## Chicago (hidden)
| Total Energy [GJ] | Energy Per Total Building Area [MJ/m2] | Energy Per Conditioned Building Area [MJ/m2]
Total Site Energy | 3328.33 | 6511.41 | 6511.41
Net Site Energy | 3328.33 | 6511.41 | 6511.41
Total Source Energy | 6549.26 | 12812.7 | 12812.7
Net Source Energy | 6549.26 | 12812.7 | 12812.7
Area [m2]
Total Building Area | 511.15
Net Conditioned Building Area | 511.15
Unconditioned Building Area | 0
| Electricity [GJ] | Natural Gas [GJ] | Other Fuel [GJ] | District Cooling [GJ] | District Heating [GJ] | Water [m3]
Heating | 0 | 1107.27 | 0 | 0 | 0 | 0
Cooling | 99.2 | 0 | 0 | 0 | 0 | 0
Interior Lighting | 289.8 | 0 | 0 | 0 | 0 | 0
Exterior Lighting | 16.82 | 0 | 0 | 0 | 0 | 0
Interior Equipment | 599.05 | 800.92 | 0 | 0 | 0 | 0
Exterior Equipment | 0 | 0 | 0 | 0 | 0 | 0
Fans | 123.93 | 0 | 0 | 0 | 0 | 0
Pumps | 0 | 0 | 0 | 0 | 0 | 0
Heat Rejection | 0 | 0 | 0 | 0 | 0 | 0
Humidification | 0 | 0 | 0 | 0 | 0 | 0
Heat Recovery | 0 | 0 | 0 | 0 | 0 | 0
Water Systems | 0 | 232.4 | 0 | 0 | 0 | 1377.36
Refrigeration | 58.93 | 0 | 0 | 0 | 0 | 0
Generators | 0 | 0 | 0 | 0 | 0 | 0
Total End Uses | 1187.74 | 2140.59 | 0 | 0 | 0 | 1377.36
| Area [m2] | Conditioned (Y/N) | Volume [m3] | Multipliers | Gross Wall Area [m2] | Window Glass Area [m2] | Lighting [W/m2] | People [m2] per person | Plug and Process [W/m2]
DINING | 371.75 | Yes | 1133.39 | 1 | 169.19 | 47.17 | 27.38 | 1.39 | 60.2612
KITCHEN | 139.41 | Yes | 425.02 | 1 | 106.53 | 0 | 16.37 | 18.59 | 1579.5173
ATTIC | 511.15 | No | 856.26 | 1 | 0 | 0 | 0 |  | 0
Total | 1022.31 |  | 2414.66 |  | 275.72 | 47.17 | 12.1886 | 3.72 | 237.3016
Conditioned Total | 511.15 |  | 1558.4 |  | 275.72 | 47.17 | 24.3773 | 1.86 | 474.6032
Unconditioned Total | 511.15 |  | 856.26 |  | 0 | 0 | 0 |  | 0
| Construction | Reflectance | U-Factor with Film [W/m2-K] | U-Factor no Film [W/m2-K] | Gross Area [m2] | Azimuth [deg] | Tilt [deg] | Cardinal Direction
DINING_WALL_EAST | EXT-WALLS-STEELFRAME-NONRES | 0.22 | 0.466 | 0.5 | 50.13 | 90 | 90 | E
DINING_WALL_SOUTH | EXT-WALLS-STEELFRAME-NONRES | 0.22 | 0.466 | 0.5 | 68.93 | 180 | 90 | S
DINING_WALL_WEST | EXT-WALLS-STEELFRAME-NONRES | 0.22 | 0.466 | 0.5 | 50.13 | 270 | 90 | W
DINING_FLOOR | EXT-SLAB | 0.3 | 3.12 | 12.904 | 371.75 | 0 | 180
KITCHEN_WALL_EAST | EXT-WALLS-STEELFRAME-NONRES | 0.22 | 0.466 | 0.5 | 18.8 | 90 | 90 | E
KITCHEN_WALL_NORTH | EXT-WALLS-STEELFRAME-NONRES | 0.22 | 0.466 | 0.5 | 68.93 | 0 | 90 | N
KITCHEN_WALL_WEST | EXT-WALLS-STEELFRAME-NONRES | 0.22 | 0.466 | 0.5 | 18.8 | 270 | 90 | W
KITCHEN_FLOOR | EXT-SLAB | 0.3 | 3.12 | 12.904 | 139.41 | 0 | 180
EAST-ROOF | ATTIC-ROOF-NONRES | 0.3 | 4.035 | 16.833 | 224.5 | 90 | 18.44
NORTH-ROOF | ATTIC-ROOF-NONRES | 0.3 | 4.035 | 16.833 | 60.26 | 0 | 45
SOUTH-ROOF | ATTIC-ROOF-NONRES | 0.3 | 4.035 | 16.833 | 60.26 | 180 | 45
WEST-ROOF | ATTIC-ROOF-NONRES | 0.3 | 4.035 | 16.833 | 224.5 | 270 | 18.44
| Construction | Area of One Opening [m2] | Area of Openings [m2] | U-Factor [W/m2-K] | SHGC | Visible Transmittance | Shade Control | Parent Surface | Azimuth [deg] | Cardinal Direction
DINING_WALL_EAST_WINDOW | WINDOW-NONRES-FIXED | 13.94 | 13.94 | 3.354 | 0.385 | 0.305 | No | DINING_WALL_EAST | 90 | E
DINING_WALL_SOUTH_WINDOW | WINDOW-NONRES-FIXED | 19.3 | 19.3 | 3.354 | 0.385 | 0.305 | No | DINING_WALL_SOUTH | 180 | S
DINING_WALL_WEST_WINDOW | WINDOW-NONRES-FIXED | 13.94 | 13.94 | 3.354 | 0.385 | 0.305 | No | DINING_WALL_WEST | 270 | W
Total or Average |  |  | 47.17 | 3.35 | 0.385 | 0.305
North Total or Average |  |  | 0 | - | - | -
Non-North Total or Average |  |  | 47.17 | 3.35 | 0.385 | 0.305
| Type | Nominal Capacity [W] | Nominal Efficiency [W/W]
None
| Type | Nominal Total Capacity [W] | Nominal Sensible Capacity [W] | Nominal Latent Capacity [W] | Nominal Sensible Heat Ratio | Nominal Efficiency [W/W]
PSZ-AC_1:1_COOLC DXCOIL | Coil:Cooling:DX:SingleSpeed | 81330.14 | 54985.94 | 26344.2 | 0.68 | 2.62
PSZ-AC_2:2_COOLC DXCOIL | Coil:Cooling:DX:SingleSpeed | 21935.09 | 14829.94 | 7105.14 | 0.68 | 2.98
| Type | Nominal Total Capacity [W] | Nominal Efficiency [W/W]
PSZ-AC_1:1_HEATC | Coil:Heating:Gas | 205275.74 | 0.78
PSZ-AC_2:2_HEATC | Coil:Heating:Gas | 63333.31 | 0.8
| Type | Total Efficiency [W/W] | Delta Pressure [pa] | Max Flow Rate [m3/s] | Rated Power [W] | Motor Heat In Air Fraction | End Use
DINING EXHAUST FAN | Fan:ZoneExhaust | 1 | 0 | 1.83 | 0 | 1 | Zone Exhaust Fans
KITCHEN EXHAUST FAN | Fan:ZoneExhaust | 1 | 0 | 0.06 | 0 | 1 | Zone Exhaust Fans
PSZ-AC_1:1_FAN | Fan:ConstantVolume | 0.57 | 622 | 3.28 | 3581.81 | 1 | Fan Energy
PSZ-AC_2:2_FAN | Fan:ConstantVolume | 0.55 | 622 | 0.88 | 1006.28 | 1 | Fan Energy
| Type | Control | Head [pa] | Power [W] | Motor Efficiency [W/W]
SWHSYS1 PUMP | Pump:VariableSpeed | INTERMITTENT | 0.1 | 0 | 1
| Type | Storage Volume [m3] | Input [W] | Thermal Efficiency [W/W] | Recovery Efficiency [W/W] | Energy Factor
SWHSYS1 WATER HEATER | WaterHeater:Mixed | 0.2 | 845000 | 0.78 | 3.35 | 0.56
| CO2:FACILITY [kg] | NOX:FACILITY [kg] | SO2:FACILITY [kg] | PM:FACILITY [kg] | HG:FACILITY [kg] | WATERENVIRONMENTALFACTORS:FACILITY [L] | CARBON EQUIVALENT:FACILITY [kg]
January | 49140.2789 | 73.6104 | 174.0847 | 0 | 0.0006 | 40055.6799 | 19780.7692
February | 42838 | 65.0239 | 156.8781 | 0 | 0.0005 | 36098.2771 | 17325.5282
March | 44725.3685 | 69.4326 | 173.0452 | 0 | 0.0005 | 39821.3878 | 18236.4753
April | 38973.1459 | 63.1807 | 166.8429 | 0 | 0.0005 | 38399.0306 | 16147.0823
May | 39590.909 | 66.6673 | 184.3855 | 0 | 0.0006 | 42440.5901 | 16640.6384
June | 42297.8334 | 72.8703 | 206.8522 | 0 | 0.0006 | 47614.3296 | 17935.6538
July | 47161.1649 | 81.8274 | 234.1046 | 0 | 0.0007 | 53888.2883 | 20053.1911
August | 45009.3224 | 77.8896 | 222.1986 | 0 | 0.0007 | 51147.3607 | 19118.6869
September | 38921.2979 | 66.5337 | 187.2255 | 0 | 0.0006 | 43095.8126 | 16454.2258
October | 39323.39 | 65.0558 | 176.1795 | 0 | 0.0005 | 40550.0169 | 16417.189
November | 41783.9719 | 65.9882 | 168.3898 | 0 | 0.0005 | 38752.1336 | 17144.3981
December | 47611.602 | 72.1834 | 173.842 | 0 | 0.0006 | 40001.573 | 19247.9225
Annual Sum or Average | 517376.2847 | 840.2634 | 2224.0285 | 0 | 0.0069 | 511864.4801 | 214501.7606
Minimum of Months | 38921.2979 | 63.1807 | 156.8781 | 0 | 0.0005 | 36098.2771 | 16147.0823
Maximum of Months | 49140.2789 | 81.8274 | 234.1046 | 0 | 0.0007 | 53888.2883 | 20053.1911
| ELECTRICITY:FACILITY [J] | ELECTRICITY:FACILITY {Maximum}[W] | ELECTRICITY:FACILITY {TIMESTAMP} | INTERIORLIGHTS:ELECTRICITY {AT MAX/MIN} [W] | INTERIOREQUIPMENT:ELECTRICITY {AT MAX/MIN} [W] | FANS:ELECTRICITY {AT MAX/MIN} [W] | HEATING:ELECTRICITY {AT MAX/MIN} [W] | COOLING:ELECTRICITY {AT MAX/MIN} [W] | EXTERIORLIGHTS:ELECTRICITY {AT MAX/MIN} [W] | PUMPS:ELECTRICITY {AT MAX/MIN} [W] | HEATREJECTION:ELECTRICITY [Invalid/Undefined] | EXTERIOREQUIPMENT:ELECTRICITY [Invalid/Undefined] | HUMIDIFICATION:ELECTRICITY [Invalid/Undefined] | HEATRECOVERY:ELECTRICITY [Invalid/Undefined] | WATERSYSTEMS:ELECTRICITY [Invalid/Undefined] | REFRIGERATION:ELECTRICITY {AT MAX/MIN} [W] | GENERATORS:ELECTRICITY [Invalid/Undefined] | ELECTRICITYPRODUCED:FACILITY [Invalid/Undefined]
January | 92946200000 | 46058.021 | 17-JAN-11:15 | 11214.473 | 26914.7 | 4588.086 | 0 | 0 | 0 | 0 | 0 | 0 | 0 | 0 | 0 | 3340.762 | 0 | 0
February | 83763300000 | 46063.344 | 28-FEB-11:15 | 11214.473 | 26914.7 | 4588.086 | 0 | 0 | 0 | 0 | 0 | 0 | 0 | 0 | 0 | 3346.084 | 0 | 0
March | 92402500000 | 49999.549 | 31-MAR-17:15 | 11214.473 | 26914.7 | 4588.086 | 0 | 5318.952 | 0 | 0 | 0 | 0 | 0 | 0 | 0 | 1963.337 | 0 | 0
April | 89102100000 | 49749.352 | 07-APR-11:00 | 11214.473 | 26914.7 | 4588.086 | 0 | 4997.764 | 0 | 0 | 0 | 0 | 0 | 0 | 0 | 2034.328 | 0 | 0
May | 98480200000 | 71609.203 | 30-MAY-17:15 | 11214.473 | 26914.7 | 4588.086 | 0 | 26729.369 | 0 | 0 | 0 | 0 | 0 | 0 | 0 | 2162.574 | 0 | 0
June | 110485000000 | 80981.002 | 08-JUN-11:00 | 11214.473 | 26914.7 | 4588.086 | 0 | 36056.675 | 0 | 0 | 0 | 0 | 0 | 0 | 0 | 2207.067 | 0 | 0
July | 125044000000 | 83180.736 | 14-JUL-11:00 | 11214.473 | 26914.7 | 4588.086 | 0 | 38213.845 | 0 | 0 | 0 | 0 | 0 | 0 | 0 | 2249.631 | 0 | 0
August | 118684000000 | 81392.05 | 04-AUG-16:00 | 11214.473 | 26914.7 | 4588.086 | 0 | 36466.346 | 0 | 0 | 0 | 0 | 0 | 0 | 0 | 2208.444 | 0 | 0
September | 100001000000 | 72927.783 | 06-SEP-11:15 | 11214.473 | 26914.7 | 4588.086 | 0 | 27696.647 | 0 | 0 | 0 | 0 | 0 | 0 | 0 | 2513.876 | 0 | 0
October | 94093300000 | 61684.382 | 31-OCT-11:00 | 11214.473 | 26914.7 | 4588.086 | 0 | 16859.636 | 0 | 0 | 0 | 0 | 0 | 0 | 0 | 2107.486 | 0 | 0
November | 89921400000 | 61645.855 | 02-NOV-11:00 | 11214.473 | 26914.7 | 4588.086 | 0 | 16814.22 | 0 | 0 | 0 | 0 | 0 | 0 | 0 | 2114.376 | 0 | 0
December | 92820600000 | 46068.856 | 12-DEC-11:15 | 11214.473 | 26914.7 | 4588.086 | 0 | 0 | 0 | 0 | 0 | 0 | 0 | 0 | 0 | 3351.596 | 0 | 0
Annual Sum or Average | 1187740000000 | [9 empty] | 0 | 0 | 0 | 0 | 0 |  | 0 | 0
Minimum of Months | 83763300000 | 46058.021 |  | 11214.473 | 26914.7 | 4588.086 | 0 | 0 | 0 | 0 | 0 | 0 | 0 | 0 | 0 | 1963.337 | 0 | 0
Maximum of Months | 125044000000 | 83180.736 |  | 11214.473 | 26914.7 | 4588.086 | 0 | 38213.845 | 0 | 0 | 0 | 0 | 0 | 0 | 0 | 3351.596 | 0 | 0
| Electric | Gas | Other | Total
Cost ($) | 17192.83 | 18614.39 | 0 | 35807.21
Cost per Total Building Area ($/m2) | 33.64 | 36.42 | 0 | 70.05
Cost per Net Conditioned Building Area ($/m2) | 33.64 | 36.42 | 0 | 70.05

## Boulder (hidden)
| Total Energy [GJ] | Energy Per Total Building Area [MJ/m2] | Energy Per Conditioned Building Area [MJ/m2]
Total Site Energy | 3009.48 | 5887.63 | 5887.63
Net Site Energy | 3009.48 | 5887.63 | 5887.63
Total Source Energy | 5879.77 | 11502.96 | 11502.96
Net Source Energy | 5879.77 | 11502.96 | 11502.96
Area [m2]
Total Building Area | 511.15
Net Conditioned Building Area | 511.15
Unconditioned Building Area | 0
| Electricity [GJ] | Natural Gas [GJ] | Other Fuel [GJ] | District Cooling [GJ] | District Heating [GJ] | Water [m3]
Heating | 0 | 812.21 | 0 | 0 | 0 | 0
Cooling | 72.53 | 0 | 0 | 0 | 0 | 0
Interior Lighting | 289.8 | 0 | 0 | 0 | 0 | 0
Exterior Lighting | 16.83 | 0 | 0 | 0 | 0 | 0
Interior Equipment | 599.05 | 800.92 | 0 | 0 | 0 | 0
Exterior Equipment | 0 | 0 | 0 | 0 | 0 | 0
Fans | 128.25 | 0 | 0 | 0 | 0 | 0
Pumps | 0 | 0 | 0 | 0 | 0 | 0
Heat Rejection | 0 | 0 | 0 | 0 | 0 | 0
Humidification | 0 | 0 | 0 | 0 | 0 | 0
Heat Recovery | 0 | 0 | 0 | 0 | 0 | 0
Water Systems | 0 | 231.3 | 0 | 0 | 0 | 1377.36
Refrigeration | 58.59 | 0 | 0 | 0 | 0 | 0
Generators | 0 | 0 | 0 | 0 | 0 | 0
Total End Uses | 1165.06 | 1844.42 | 0 | 0 | 0 | 1377.36
| Area [m2] | Conditioned (Y/N) | Volume [m3] | Multipliers | Gross Wall Area [m2] | Window Glass Area [m2] | Lighting [W/m2] | People [m2] per person | Plug and Process [W/m2]
DINING | 371.75 | Yes | 1133.39 | 1 | 169.19 | 47.17 | 27.38 | 1.39 | 60.2612
KITCHEN | 139.41 | Yes | 425.02 | 1 | 106.53 | 0 | 16.37 | 18.59 | 1579.5173
ATTIC | 511.15 | No | 856.26 | 1 | 0 | 0 | 0 |  | 0
Total | 1022.31 |  | 2414.66 |  | 275.72 | 47.17 | 12.1886 | 3.72 | 237.3016
Conditioned Total | 511.15 |  | 1558.4 |  | 275.72 | 47.17 | 24.3773 | 1.86 | 474.6032
Unconditioned Total | 511.15 |  | 856.26 |  | 0 | 0 | 0 |  | 0
| Construction | Reflectance | U-Factor with Film [W/m2-K] | U-Factor no Film [W/m2-K] | Gross Area [m2] | Azimuth [deg] | Tilt [deg] | Cardinal Direction
DINING_WALL_EAST | EXT-WALLS-STEELFRAME-NONRES | 0.22 | 0.466 | 0.5 | 50.13 | 90 | 90 | E
DINING_WALL_SOUTH | EXT-WALLS-STEELFRAME-NONRES | 0.22 | 0.466 | 0.5 | 68.93 | 180 | 90 | S
DINING_WALL_WEST | EXT-WALLS-STEELFRAME-NONRES | 0.22 | 0.466 | 0.5 | 50.13 | 270 | 90 | W
DINING_FLOOR | EXT-SLAB | 0.3 | 3.12 | 12.904 | 371.75 | 0 | 180
KITCHEN_WALL_EAST | EXT-WALLS-STEELFRAME-NONRES | 0.22 | 0.466 | 0.5 | 18.8 | 90 | 90 | E
KITCHEN_WALL_NORTH | EXT-WALLS-STEELFRAME-NONRES | 0.22 | 0.466 | 0.5 | 68.93 | 0 | 90 | N
KITCHEN_WALL_WEST | EXT-WALLS-STEELFRAME-NONRES | 0.22 | 0.466 | 0.5 | 18.8 | 270 | 90 | W
KITCHEN_FLOOR | EXT-SLAB | 0.3 | 3.12 | 12.904 | 139.41 | 0 | 180
EAST-ROOF | ATTIC-ROOF-NONRES | 0.3 | 4.035 | 16.833 | 224.5 | 90 | 18.44
NORTH-ROOF | ATTIC-ROOF-NONRES | 0.3 | 4.035 | 16.833 | 60.26 | 0 | 45
SOUTH-ROOF | ATTIC-ROOF-NONRES | 0.3 | 4.035 | 16.833 | 60.26 | 180 | 45
WEST-ROOF | ATTIC-ROOF-NONRES | 0.3 | 4.035 | 16.833 | 224.5 | 270 | 18.44
| Construction | Area of One Opening [m2] | Area of Openings [m2] | U-Factor [W/m2-K] | SHGC | Visible Transmittance | Shade Control | Parent Surface | Azimuth [deg] | Cardinal Direction
DINING_WALL_EAST_WINDOW | WINDOW-NONRES-FIXED | 13.94 | 13.94 | 3.354 | 0.385 | 0.305 | No | DINING_WALL_EAST | 90 | E
DINING_WALL_SOUTH_WINDOW | WINDOW-NONRES-FIXED | 19.3 | 19.3 | 3.354 | 0.385 | 0.305 | No | DINING_WALL_SOUTH | 180 | S
DINING_WALL_WEST_WINDOW | WINDOW-NONRES-FIXED | 13.94 | 13.94 | 3.354 | 0.385 | 0.305 | No | DINING_WALL_WEST | 270 | W
Total or Average |  |  | 47.17 | 3.35 | 0.385 | 0.305
North Total or Average |  |  | 0 | - | - | -
Non-North Total or Average |  |  | 47.17 | 3.35 | 0.385 | 0.305
| Type | Nominal Capacity [W] | Nominal Efficiency [W/W]
None
| Type | Nominal Total Capacity [W] | Nominal Sensible Capacity [W] | Nominal Latent Capacity [W] | Nominal Sensible Heat Ratio | Nominal Efficiency [W/W]
PSZ-AC_1:1_COOLC DXCOIL | Coil:Cooling:DX:SingleSpeed | 72847.4 | 52361.11 | 20486.29 | 0.72 | 2.68
PSZ-AC_2:2_COOLC DXCOIL | Coil:Cooling:DX:SingleSpeed | 16009.36 | 12202.32 | 3807.03 | 0.76 | 3.11
| Type | Nominal Total Capacity [W] | Nominal Efficiency [W/W]
PSZ-AC_1:1_HEATC | Coil:Heating:Gas | 170238.65 | 0.78
PSZ-AC_2:2_HEATC | Coil:Heating:Gas | 50716.22 | 0.8
| Type | Total Efficiency [W/W] | Delta Pressure [pa] | Max Flow Rate [m3/s] | Rated Power [W] | Motor Heat In Air Fraction | End Use
DINING EXHAUST FAN | Fan:ZoneExhaust | 1 | 0 | 1.83 | 0 | 1 | Zone Exhaust Fans
KITCHEN EXHAUST FAN | Fan:ZoneExhaust | 1 | 0 | 0.06 | 0 | 1 | Zone Exhaust Fans
PSZ-AC_1:1_FAN | Fan:ConstantVolume | 0.57 | 622 | 3.44 | 3767.11 | 1 | Fan Energy
PSZ-AC_2:2_FAN | Fan:ConstantVolume | 0.54 | 622 | 0.87 | 1010.54 | 1 | Fan Energy
| Type | Control | Head [pa] | Power [W] | Motor Efficiency [W/W]
SWHSYS1 PUMP | Pump:VariableSpeed | INTERMITTENT | 0.1 | 0 | 1
| Type | Storage Volume [m3] | Input [W] | Thermal Efficiency [W/W] | Recovery Efficiency [W/W] | Energy Factor
SWHSYS1 WATER HEATER | WaterHeater:Mixed | 0.2 | 845000 | 0.78 | 3.35 | 0.56
| CO2:FACILITY [kg] | NOX:FACILITY [kg] | SO2:FACILITY [kg] | PM:FACILITY [kg] | HG:FACILITY [kg] | WATERENVIRONMENTALFACTORS:FACILITY [L] | CARBON EQUIVALENT:FACILITY [kg]
January | 37425.6725 | 54.844 | 113.1319 | 0 | 0.0005 | 117571.4236 | 15000.4472
February | 32904.2255 | 48.6662 | 101.8892 | 0 | 0.0004 | 105891.8177 | 13232.1685
March | 34899.4175 | 52.5399 | 113.0613 | 0 | 0.0005 | 117511.4577 | 14125.0225
April | 31409.8324 | 48.8451 | 110.1928 | 0 | 0.0004 | 114543.9028 | 12865.555
May | 31798.8753 | 50.5912 | 117.7337 | 0 | 0.0005 | 122391.9992 | 13136.8351
June | 31592.8697 | 51.3071 | 122.6201 | 0 | 0.0005 | 127479.9068 | 13154.1071
July | 35238.1559 | 58.0721 | 141.3419 | 0 | 0.0006 | 146950.0896 | 14754.7555
August | 34014.9372 | 55.8631 | 135.3902 | 0 | 0.0005 | 140760.8251 | 14223.6309
September | 31307.5291 | 50.5865 | 120.1202 | 0 | 0.0005 | 124879.0973 | 13010.0689
October | 32241.8794 | 50.6518 | 115.8874 | 0 | 0.0005 | 120467.6535 | 13256.6661
November | 33634.5234 | 50.6887 | 109.2509 | 0 | 0.0004 | 113551.4864 | 13618.2825
December | 37667.9204 | 55.0559 | 113.0898 | 0 | 0.0005 | 117526.2748 | 15083.5074
Annual Sum or Average | 404135.8382 | 627.7116 | 1413.7095 | 0 | 0.0057 | 1469530 | 165461.0467
Minimum of Months | 31307.5291 | 48.6662 | 101.8892 | 0 | 0.0004 | 105891.8177 | 12865.555
Maximum of Months | 37667.9204 | 58.0721 | 141.3419 | 0 | 0.0006 | 146950.0896 | 15083.5074
| ELECTRICITY:FACILITY [J] | ELECTRICITY:FACILITY {Maximum}[W] | ELECTRICITY:FACILITY {TIMESTAMP} | INTERIORLIGHTS:ELECTRICITY {AT MAX/MIN} [W] | INTERIOREQUIPMENT:ELECTRICITY {AT MAX/MIN} [W] | FANS:ELECTRICITY {AT MAX/MIN} [W] | HEATING:ELECTRICITY {AT MAX/MIN} [W] | COOLING:ELECTRICITY {AT MAX/MIN} [W] | EXTERIORLIGHTS:ELECTRICITY {AT MAX/MIN} [W] | PUMPS:ELECTRICITY {AT MAX/MIN} [W] | HEATREJECTION:ELECTRICITY [Invalid/Undefined] | EXTERIOREQUIPMENT:ELECTRICITY [Invalid/Undefined] | HUMIDIFICATION:ELECTRICITY [Invalid/Undefined] | HEATRECOVERY:ELECTRICITY [Invalid/Undefined] | WATERSYSTEMS:ELECTRICITY [Invalid/Undefined] | REFRIGERATION:ELECTRICITY {AT MAX/MIN} [W] | GENERATORS:ELECTRICITY [Invalid/Undefined] | ELECTRICITYPRODUCED:FACILITY [Invalid/Undefined]
January | 93212000000 | 46336.964 | 27-JAN-11:15 | 11214.473 | 26914.7 | 4777.656 | 0 | 60.512 | 0 | 0 | 0 | 0 | 0 | 0 | 0 | 3369.623 | 0 | 0
February | 83952300000 | 46252.54 | 11-FEB-11:15 | 11214.473 | 26914.7 | 4777.656 | 0 | 0 | 0 | 0 | 0 | 0 | 0 | 0 | 0 | 3345.711 | 0 | 0
March | 93164500000 | 56293.673 | 26-MAR-16:00 | 11214.473 | 26914.7 | 4777.656 | 0 | 11361.2 | 0 | 0 | 0 | 0 | 0 | 0 | 0 | 2025.644 | 0 | 0
April | 90811800000 | 55570.524 | 24-APR-11:00 | 11214.473 | 26914.7 | 4777.656 | 0 | 10596.036 | 0 | 0 | 0 | 0 | 0 | 0 | 0 | 2067.659 | 0 | 0
May | 97033900000 | 63800.559 | 23-MAY-17:15 | 11214.473 | 26914.7 | 4777.656 | 0 | 18817.307 | 0 | 0 | 0 | 0 | 0 | 0 | 0 | 2076.422 | 0 | 0
June | 101068000000 | 71124.83 | 28-JUN-11:00 | 11214.473 | 26914.7 | 4777.656 | 0 | 26023.324 | 0 | 0 | 0 | 0 | 0 | 0 | 0 | 2194.676 | 0 | 0
July | 116504000000 | 72264.902 | 17-JUL-11:00 | 11214.473 | 26914.7 | 4777.656 | 0 | 27149.815 | 0 | 0 | 0 | 0 | 0 | 0 | 0 | 2208.257 | 0 | 0
August | 111597000000 | 73514.643 | 30-AUG-11:00 | 11214.473 | 26914.7 | 4777.656 | 0 | 28393.176 | 0 | 0 | 0 | 0 | 0 | 0 | 0 | 2214.638 | 0 | 0
September | 99005700000 | 66790.132 | 01-SEP-17:15 | 11214.473 | 26914.7 | 4777.656 | 0 | 21774.575 | 0 | 0 | 0 | 0 | 0 | 0 | 0 | 2108.728 | 0 | 0
October | 95508200000 | 60087.531 | 05-OCT-16:15 | 11214.473 | 26914.7 | 4777.656 | 0 | 15129.387 | 0 | 0 | 0 | 0 | 0 | 0 | 0 | 2051.314 | 0 | 0
November | 90025000000 | 50254.567 | 10-NOV-12:00 | 11214.473 | 26914.7 | 4777.656 | 0 | 5339.434 | 0 | 0 | 0 | 0 | 0 | 0 | 0 | 2008.304 | 0 | 0
December | 93176200000 | 46255.08 | 30-DEC-11:15 | 11214.473 | 26914.7 | 4777.656 | 0 | 0 | 0 | 0 | 0 | 0 | 0 | 0 | 0 | 3348.251 | 0 | 0
Annual Sum or Average | 1165060000000 | [9 empty] | 0 | 0 | 0 | 0 | 0 |  | 0 | 0
Minimum of Months | 83952300000 | 46252.54 |  | 11214.473 | 26914.7 | 4777.656 | 0 | 0 | 0 | 0 | 0 | 0 | 0 | 0 | 0 | 2008.304 | 0 | 0
Maximum of Months | 116504000000 | 73514.643 |  | 11214.473 | 26914.7 | 4777.656 | 0 | 28393.176 | 0 | 0 | 0 | 0 | 0 | 0 | 0 | 3369.623 | 0 | 0
| Electric | Gas | Other | Total
Cost ($) | 12143.42 | 13119.91 | 0 | 25263.33
Cost per Total Building Area ($/m2) | 23.76 | 25.67 | 0 | 49.42
Cost per Net Conditioned Building Area ($/m2) | 23.76 | 25.67 | 0 | 49.42

## Minneapolis (hidden)
| Total Energy [GJ] | Energy Per Total Building Area [MJ/m2] | Energy Per Conditioned Building Area [MJ/m2]
Total Site Energy | 3633.29 | 7108.02 | 7108.02
Net Site Energy | 3633.29 | 7108.02 | 7108.02
Total Source Energy | 6726.13 | 13158.74 | 13158.74
Net Source Energy | 6726.13 | 13158.74 | 13158.74
Area [m2]
Total Building Area | 511.15
Net Conditioned Building Area | 511.15
Unconditioned Building Area | 0
| Electricity [GJ] | Natural Gas [GJ] | Other Fuel [GJ] | District Cooling [GJ] | District Heating [GJ] | Water [m3]
Heating | 0 | 1405.29 | 0 | 0 | 0 | 0
Cooling | 86.82 | 0 | 0 | 0 | 0 | 0
Interior Lighting | 289.8 | 0 | 0 | 0 | 0 | 0
Exterior Lighting | 16.84 | 0 | 0 | 0 | 0 | 0
Interior Equipment | 599.05 | 800.92 | 0 | 0 | 0 | 0
Exterior Equipment | 0 | 0 | 0 | 0 | 0 | 0
Fans | 125.5 | 0 | 0 | 0 | 0 | 0
Pumps | 0 | 0 | 0 | 0 | 0 | 0
Heat Rejection | 0 | 0 | 0 | 0 | 0 | 0
Humidification | 0 | 0 | 0 | 0 | 0 | 0
Heat Recovery | 0 | 0 | 0 | 0 | 0 | 0
Water Systems | 0 | 250.71 | 0 | 0 | 0 | 1377.36
Refrigeration | 58.35 | 0 | 0 | 0 | 0 | 0
Generators | 0 | 0 | 0 | 0 | 0 | 0
Total End Uses | 1176.37 | 2456.92 | 0 | 0 | 0 | 1377.36
| Area [m2] | Conditioned (Y/N) | Volume [m3] | Multipliers | Gross Wall Area [m2] | Window Glass Area [m2] | Lighting [W/m2] | People [m2] per person | Plug and Process [W/m2]
DINING | 371.75 | Yes | 1133.39 | 1 | 169.19 | 47.17 | 27.38 | 1.39 | 60.2612
KITCHEN | 139.41 | Yes | 425.02 | 1 | 106.53 | 0 | 16.37 | 18.59 | 1579.5173
ATTIC | 511.15 | No | 856.26 | 1 | 0 | 0 | 0 |  | 0
Total | 1022.31 |  | 2414.66 |  | 275.72 | 47.17 | 12.1886 | 3.72 | 237.3016
Conditioned Total | 511.15 |  | 1558.4 |  | 275.72 | 47.17 | 24.3773 | 1.86 | 474.6032
Unconditioned Total | 511.15 |  | 856.26 |  | 0 | 0 | 0 |  | 0
| Construction | Reflectance | U-Factor with Film [W/m2-K] | U-Factor no Film [W/m2-K] | Gross Area [m2] | Azimuth [deg] | Tilt [deg] | Cardinal Direction
DINING_WALL_EAST | EXT-WALLS-STEELFRAME-NONRES | 0.22 | 0.369 | 0.391 | 50.13 | 90 | 90 | E
DINING_WALL_SOUTH | EXT-WALLS-STEELFRAME-NONRES | 0.22 | 0.369 | 0.391 | 68.93 | 180 | 90 | S
DINING_WALL_WEST | EXT-WALLS-STEELFRAME-NONRES | 0.22 | 0.369 | 0.391 | 50.13 | 270 | 90 | W
DINING_FLOOR | EXT-SLAB | 0.3 | 3.12 | 12.904 | 371.75 | 0 | 180
KITCHEN_WALL_EAST | EXT-WALLS-STEELFRAME-NONRES | 0.22 | 0.369 | 0.391 | 18.8 | 90 | 90 | E
KITCHEN_WALL_NORTH | EXT-WALLS-STEELFRAME-NONRES | 0.22 | 0.369 | 0.391 | 68.93 | 0 | 90 | N
KITCHEN_WALL_WEST | EXT-WALLS-STEELFRAME-NONRES | 0.22 | 0.369 | 0.391 | 18.8 | 270 | 90 | W
KITCHEN_FLOOR | EXT-SLAB | 0.3 | 3.12 | 12.904 | 139.41 | 0 | 180
EAST-ROOF | ATTIC-ROOF-NONRES | 0.3 | 4.035 | 16.833 | 224.5 | 90 | 18.44
NORTH-ROOF | ATTIC-ROOF-NONRES | 0.3 | 4.035 | 16.833 | 60.26 | 0 | 45
SOUTH-ROOF | ATTIC-ROOF-NONRES | 0.3 | 4.035 | 16.833 | 60.26 | 180 | 45
WEST-ROOF | ATTIC-ROOF-NONRES | 0.3 | 4.035 | 16.833 | 224.5 | 270 | 18.44
| Construction | Area of One Opening [m2] | Area of Openings [m2] | U-Factor [W/m2-K] | SHGC | Visible Transmittance | Shade Control | Parent Surface | Azimuth [deg] | Cardinal Direction
DINING_WALL_EAST_WINDOW | WINDOW-NONRES-FIXED | 13.94 | 13.94 | 2.956 | 0.385 | 0.305 | No | DINING_WALL_EAST | 90 | E
DINING_WALL_SOUTH_WINDOW | WINDOW-NONRES-FIXED | 19.3 | 19.3 | 2.956 | 0.385 | 0.305 | No | DINING_WALL_SOUTH | 180 | S
DINING_WALL_WEST_WINDOW | WINDOW-NONRES-FIXED | 13.94 | 13.94 | 2.956 | 0.385 | 0.305 | No | DINING_WALL_WEST | 270 | W
Total or Average |  |  | 47.17 | 2.96 | 0.385 | 0.305
North Total or Average |  |  | 0 | - | - | -
Non-North Total or Average |  |  | 47.17 | 2.96 | 0.385 | 0.305
| Type | Nominal Capacity [W] | Nominal Efficiency [W/W]
None
| Type | Nominal Total Capacity [W] | Nominal Sensible Capacity [W] | Nominal Latent Capacity [W] | Nominal Sensible Heat Ratio | Nominal Efficiency [W/W]
PSZ-AC_1:1_COOLC DXCOIL | Coil:Cooling:DX:SingleSpeed | 78795.1 | 53272.04 | 25523.05 | 0.68 | 2.62
PSZ-AC_2:2_COOLC DXCOIL | Coil:Cooling:DX:SingleSpeed | 24752.34 | 16734.64 | 8017.7 | 0.68 | 2.98
| Type | Nominal Total Capacity [W] | Nominal Efficiency [W/W]
PSZ-AC_1:1_HEATC | Coil:Heating:Gas | 218368.1 | 0.78
PSZ-AC_2:2_HEATC | Coil:Heating:Gas | 77235.45 | 0.78
| Type | Total Efficiency [W/W] | Delta Pressure [pa] | Max Flow Rate [m3/s] | Rated Power [W] | Motor Heat In Air Fraction | End Use
DINING EXHAUST FAN | Fan:ZoneExhaust | 1 | 0 | 1.83 | 0 | 1 | Zone Exhaust Fans
KITCHEN EXHAUST FAN | Fan:ZoneExhaust | 1 | 0 | 0.06 | 0 | 1 | Zone Exhaust Fans
PSZ-AC_1:1_FAN | Fan:ConstantVolume | 0.57 | 622 | 3.17 | 3470.16 | 1 | Fan Energy
PSZ-AC_2:2_FAN | Fan:ConstantVolume | 0.55 | 622 | 1 | 1135.52 | 1 | Fan Energy
| Type | Control | Head [pa] | Power [W] | Motor Efficiency [W/W]
SWHSYS1 PUMP | Pump:VariableSpeed | INTERMITTENT | 0.1 | 0 | 1
| Type | Storage Volume [m3] | Input [W] | Thermal Efficiency [W/W] | Recovery Efficiency [W/W] | Energy Factor
SWHSYS1 WATER HEATER | WaterHeater:Mixed | 0.2 | 845000 | 0.78 | 3.35 | 0.56
| CO2:FACILITY [kg] | NOX:FACILITY [kg] | SO2:FACILITY [kg] | PM:FACILITY [kg] | HG:FACILITY [kg] | WATERENVIRONMENTALFACTORS:FACILITY [L] | CARBON EQUIVALENT:FACILITY [kg]
January | 42390.8465 | 57.212 | 61.1952 | 0 | 0.0005 | 40152.1021 | 16462.2313
February | 36011.9758 | 49.5774 | 55.1599 | 0 | 0.0004 | 36199.6154 | 14078.1873
March | 34255.2856 | 49.6937 | 60.7224 | 0 | 0.0005 | 39868.3036 | 13633.7203
April | 28276.2856 | 43.7146 | 58.8978 | 0 | 0.0004 | 38687.1241 | 11511.6262
May | 28050.0165 | 45.7301 | 66.1281 | 0 | 0.0005 | 43448.91 | 11645.5959
June | 28435.4158 | 47.6484 | 71.2374 | 0 | 0.0005 | 46811.9333 | 11928.9164
July | 30762.4619 | 51.9702 | 78.4427 | 0 | 0.0006 | 51548.561 | 12945.5113
August | 30260.7707 | 51.0815 | 77.0292 | 0 | 0.0006 | 50619.5012 | 12730.4488
September | 25818.2584 | 42.4089 | 61.8999 | 0 | 0.0005 | 40672.2634 | 10749.3599
October | 28991.9088 | 45.0539 | 61.1468 | 0 | 0.0005 | 40165.6196 | 11825.2287
November | 32690.4941 | 47.6954 | 58.8335 | 0 | 0.0005 | 38629.8059 | 13036.9052
December | 39921.7254 | 54.9736 | 61.193 | 0 | 0.0005 | 40158.9964 | 15607.933
Annual Sum or Average | 385865.4451 | 586.7597 | 771.8859 | 0 | 0.0059 | 506962.736 | 156155.6645
Minimum of Months | 25818.2584 | 42.4089 | 55.1599 | 0 | 0.0004 | 36199.6154 | 10749.3599
Maximum of Months | 42390.8465 | 57.212 | 78.4427 | 0 | 0.0006 | 51548.561 | 16462.2313
| ELECTRICITY:FACILITY [J] | ELECTRICITY:FACILITY {Maximum}[W] | ELECTRICITY:FACILITY {TIMESTAMP} | INTERIORLIGHTS:ELECTRICITY {AT MAX/MIN} [W] | INTERIOREQUIPMENT:ELECTRICITY {AT MAX/MIN} [W] | FANS:ELECTRICITY {AT MAX/MIN} [W] | HEATING:ELECTRICITY {AT MAX/MIN} [W] | COOLING:ELECTRICITY {AT MAX/MIN} [W] | EXTERIORLIGHTS:ELECTRICITY {AT MAX/MIN} [W] | PUMPS:ELECTRICITY {AT MAX/MIN} [W] | HEATREJECTION:ELECTRICITY [Invalid/Undefined] | EXTERIOREQUIPMENT:ELECTRICITY [Invalid/Undefined] | HUMIDIFICATION:ELECTRICITY [Invalid/Undefined] | HEATRECOVERY:ELECTRICITY [Invalid/Undefined] | WATERSYSTEMS:ELECTRICITY [Invalid/Undefined] | REFRIGERATION:ELECTRICITY {AT MAX/MIN} [W] | GENERATORS:ELECTRICITY [Invalid/Undefined] | ELECTRICITYPRODUCED:FACILITY [Invalid/Undefined]
January | 93169900000 | 46057.663 | 16-JAN-11:15 | 11214.473 | 26914.7 | 4605.685 | 0 | 0 | 0 | 0 | 0 | 0 | 0 | 0 | 0 | 3322.804 | 0 | 0
February | 83998500000 | 46058.983 | 18-FEB-11:15 | 11214.473 | 26914.7 | 4605.685 | 0 | 0 | 0 | 0 | 0 | 0 | 0 | 0 | 0 | 3324.125 | 0 | 0
March | 92511400000 | 46095.253 | 19-MAR-10:15 | 11214.473 | 26914.7 | 4605.685 | 0 | 0 | 0 | 0 | 0 | 0 | 0 | 0 | 0 | 3360.395 | 0 | 0
April | 89770600000 | 57119.56 | 01-APR-17:15 | 11214.473 | 26914.7 | 4605.685 | 0 | 12350.901 | 0 | 0 | 0 | 0 | 0 | 0 | 0 | 2033.8 | 0 | 0
May | 100820000000 | 79704.497 | 27-MAY-15:15 | 11214.473 | 26914.7 | 4605.685 | 0 | 34715.528 | 0 | 0 | 0 | 0 | 0 | 0 | 0 | 2254.11 | 0 | 0
June | 108624000000 | 80679.764 | 29-JUN-17:30 | 11214.473 | 26914.7 | 4605.685 | 0 | 35728.402 | 0 | 0 | 0 | 0 | 0 | 0 | 0 | 2216.503 | 0 | 0
July | 119615000000 | 81522.941 | 13-JUL-17:15 | 11214.473 | 26914.7 | 4605.685 | 0 | 36577.117 | 0 | 0 | 0 | 0 | 0 | 0 | 0 | 2210.966 | 0 | 0
August | 117459000000 | 80992.872 | 25-AUG-17:30 | 11214.473 | 26914.7 | 4605.685 | 0 | 36062.396 | 0 | 0 | 0 | 0 | 0 | 0 | 0 | 2195.618 | 0 | 0
September | 94376900000 | 66980.918 | 14-SEP-11:00 | 11214.473 | 26914.7 | 4605.685 | 0 | 22109.526 | 0 | 0 | 0 | 0 | 0 | 0 | 0 | 2136.533 | 0 | 0
October | 93201300000 | 61857.928 | 08-OCT-15:15 | 11214.473 | 26914.7 | 4605.685 | 0 | 16964.533 | 0 | 0 | 0 | 0 | 0 | 0 | 0 | 2158.536 | 0 | 0
November | 89637600000 | 46097.537 | 03-NOV-10:15 | 11214.473 | 26914.7 | 4605.685 | 0 | 0 | 0 | 0 | 0 | 0 | 0 | 0 | 0 | 3362.679 | 0 | 0
December | 93185900000 | 46066.788 | 02-DEC-11:15 | 11214.473 | 26914.7 | 4605.685 | 0 | 0 | 0 | 0 | 0 | 0 | 0 | 0 | 0 | 3331.93 | 0 | 0
Annual Sum or Average | 1176370000000 | [9 empty] | 0 | 0 | 0 | 0 | 0 |  | 0 | 0
Minimum of Months | 83998500000 | 46057.663 |  | 11214.473 | 26914.7 | 4605.685 | 0 | 0 | 0 | 0 | 0 | 0 | 0 | 0 | 0 | 2033.8 | 0 | 0
Maximum of Months | 119615000000 | 81522.941 |  | 11214.473 | 26914.7 | 4605.685 | 0 | 36577.117 | 0 | 0 | 0 | 0 | 0 | 0 | 0 | 3362.679 | 0 | 0
| Electric | Gas | Other | Total
Cost ($) | 17517.76 | 19473.99 | 0 | 36991.75
Cost per Total Building Area ($/m2) | 34.27 | 38.1 | 0 | 72.37
Cost per Net Conditioned Building Area ($/m2) | 34.27 | 38.1 | 0 | 72.37

## Helena (hidden)
| Total Energy [GJ] | Energy Per Total Building Area [MJ/m2] | Energy Per Conditioned Building Area [MJ/m2]
Total Site Energy | 3355.42 | 6564.42 | 6564.42
Net Site Energy | 3355.42 | 6564.42 | 6564.42
Total Source Energy | 6364.39 | 12451.03 | 12451.03
Net Source Energy | 6364.39 | 12451.03 | 12451.03
Area [m2]
Total Building Area | 511.15
Net Conditioned Building Area | 511.15
Unconditioned Building Area | 0
| Electricity [GJ] | Natural Gas [GJ] | Other Fuel [GJ] | District Cooling [GJ] | District Heating [GJ] | Water [m3]
Heating | 0 | 1167.8 | 0 | 0 | 0 | 0
Cooling | 40.58 | 0 | 0 | 0 | 0 | 0
Interior Lighting | 289.8 | 0 | 0 | 0 | 0 | 0
Exterior Lighting | 16.82 | 0 | 0 | 0 | 0 | 0
Interior Equipment | 599.05 | 800.92 | 0 | 0 | 0 | 0
Exterior Equipment | 0 | 0 | 0 | 0 | 0 | 0
Fans | 129 | 0 | 0 | 0 | 0 | 0
Pumps | 0 | 0 | 0 | 0 | 0 | 0
Heat Rejection | 0 | 0 | 0 | 0 | 0 | 0
Humidification | 0 | 0 | 0 | 0 | 0 | 0
Heat Recovery | 0 | 0 | 0 | 0 | 0 | 0
Water Systems | 0 | 254.04 | 0 | 0 | 0 | 1377.36
Refrigeration | 57.4 | 0 | 0 | 0 | 0 | 0
Generators | 0 | 0 | 0 | 0 | 0 | 0
Total End Uses | 1132.66 | 2222.76 | 0 | 0 | 0 | 1377.36
| Area [m2] | Conditioned (Y/N) | Volume [m3] | Multipliers | Gross Wall Area [m2] | Window Glass Area [m2] | Lighting [W/m2] | People [m2] per person | Plug and Process [W/m2]
DINING | 371.75 | Yes | 1133.39 | 1 | 169.19 | 47.17 | 27.38 | 1.39 | 60.2612
KITCHEN | 139.41 | Yes | 425.02 | 1 | 106.53 | 0 | 16.37 | 18.59 | 1579.5173
ATTIC | 511.15 | No | 856.26 | 1 | 0 | 0 | 0 |  | 0
Total | 1022.31 |  | 2414.66 |  | 275.72 | 47.17 | 12.1886 | 3.72 | 237.3016
Conditioned Total | 511.15 |  | 1558.4 |  | 275.72 | 47.17 | 24.3773 | 1.86 | 474.6032
Unconditioned Total | 511.15 |  | 856.26 |  | 0 | 0 | 0 |  | 0
| Construction | Reflectance | U-Factor with Film [W/m2-K] | U-Factor no Film [W/m2-K] | Gross Area [m2] | Azimuth [deg] | Tilt [deg] | Cardinal Direction
DINING_WALL_EAST | EXT-WALLS-STEELFRAME-NONRES | 0.22 | 0.409 | 0.435 | 50.13 | 90 | 90 | E
DINING_WALL_SOUTH | EXT-WALLS-STEELFRAME-NONRES | 0.22 | 0.409 | 0.435 | 68.93 | 180 | 90 | S
DINING_WALL_WEST | EXT-WALLS-STEELFRAME-NONRES | 0.22 | 0.409 | 0.435 | 50.13 | 270 | 90 | W
DINING_FLOOR | EXT-SLAB | 0.3 | 3.12 | 12.904 | 371.75 | 0 | 180
KITCHEN_WALL_EAST | EXT-WALLS-STEELFRAME-NONRES | 0.22 | 0.409 | 0.435 | 18.8 | 90 | 90 | E
KITCHEN_WALL_NORTH | EXT-WALLS-STEELFRAME-NONRES | 0.22 | 0.409 | 0.435 | 68.93 | 0 | 90 | N
KITCHEN_WALL_WEST | EXT-WALLS-STEELFRAME-NONRES | 0.22 | 0.409 | 0.435 | 18.8 | 270 | 90 | W
KITCHEN_FLOOR | EXT-SLAB | 0.3 | 3.12 | 12.904 | 139.41 | 0 | 180
EAST-ROOF | ATTIC-ROOF-NONRES | 0.3 | 4.035 | 16.833 | 224.5 | 90 | 18.44
NORTH-ROOF | ATTIC-ROOF-NONRES | 0.3 | 4.035 | 16.833 | 60.26 | 0 | 45
SOUTH-ROOF | ATTIC-ROOF-NONRES | 0.3 | 4.035 | 16.833 | 60.26 | 180 | 45
WEST-ROOF | ATTIC-ROOF-NONRES | 0.3 | 4.035 | 16.833 | 224.5 | 270 | 18.44
| Construction | Area of One Opening [m2] | Area of Openings [m2] | U-Factor [W/m2-K] | SHGC | Visible Transmittance | Shade Control | Parent Surface | Azimuth [deg] | Cardinal Direction
DINING_WALL_EAST_WINDOW | WINDOW-NONRES-FIXED | 13.94 | 13.94 | 2.956 | 0.385 | 0.305 | No | DINING_WALL_EAST | 90 | E
DINING_WALL_SOUTH_WINDOW | WINDOW-NONRES-FIXED | 19.3 | 19.3 | 2.956 | 0.385 | 0.305 | No | DINING_WALL_SOUTH | 180 | S
DINING_WALL_WEST_WINDOW | WINDOW-NONRES-FIXED | 13.94 | 13.94 | 2.956 | 0.385 | 0.305 | No | DINING_WALL_WEST | 270 | W
Total or Average |  |  | 47.17 | 2.96 | 0.385 | 0.305
North Total or Average |  |  | 0 | - | - | -
Non-North Total or Average |  |  | 47.17 | 2.96 | 0.385 | 0.305
| Type | Nominal Capacity [W] | Nominal Efficiency [W/W]
None
| Type | Nominal Total Capacity [W] | Nominal Sensible Capacity [W] | Nominal Latent Capacity [W] | Nominal Sensible Heat Ratio | Nominal Efficiency [W/W]
PSZ-AC_1:1_COOLC DXCOIL | Coil:Cooling:DX:SingleSpeed | 59046.31 | 45268.74 | 13777.57 | 0.77 | 2.75
PSZ-AC_2:2_COOLC DXCOIL | Coil:Cooling:DX:SingleSpeed | 17671.39 | 14113.35 | 3558.04 | 0.8 | 3.17
| Type | Nominal Total Capacity [W] | Nominal Efficiency [W/W]
PSZ-AC_1:1_HEATC | Coil:Heating:Gas | 200457.1 | 0.78
PSZ-AC_2:2_HEATC | Coil:Heating:Gas | 75375.86 | 0.78
| Type | Total Efficiency [W/W] | Delta Pressure [pa] | Max Flow Rate [m3/s] | Rated Power [W] | Motor Heat In Air Fraction | End Use
DINING EXHAUST FAN | Fan:ZoneExhaust | 1 | 0 | 1.83 | 0 | 1 | Zone Exhaust Fans
KITCHEN EXHAUST FAN | Fan:ZoneExhaust | 1 | 0 | 0.06 | 0 | 1 | Zone Exhaust Fans
PSZ-AC_1:1_FAN | Fan:ConstantVolume | 0.57 | 622 | 3.26 | 3561.52 | 1 | Fan Energy
PSZ-AC_2:2_FAN | Fan:ConstantVolume | 0.55 | 622 | 1.07 | 1216.12 | 1 | Fan Energy
| Type | Control | Head [pa] | Power [W] | Motor Efficiency [W/W]
SWHSYS1 PUMP | Pump:VariableSpeed | INTERMITTENT | 0.1 | 0 | 1
| Type | Storage Volume [m3] | Input [W] | Thermal Efficiency [W/W] | Recovery Efficiency [W/W] | Energy Factor
SWHSYS1 WATER HEATER | WaterHeater:Mixed | 0.2 | 845000 | 0.78 | 3.35 | 0.56
| CO2:FACILITY [kg] | NOX:FACILITY [kg] | SO2:FACILITY [kg] | PM:FACILITY [kg] | HG:FACILITY [kg] | WATERENVIRONMENTALFACTORS:FACILITY [L] | CARBON EQUIVALENT:FACILITY [kg]
January | 39322.7223 | 54.8343 | 69.4019 | 0 | 0.0005 | 1644340 | 15459.8831
February | 33947.4936 | 48.0343 | 62.4304 | 0 | 0.0005 | 1479340 | 13413.8222
March | 33532.3207 | 49.463 | 68.9585 | 0 | 0.0005 | 1634510 | 13444.6689
April | 30326.6555 | 45.8374 | 66.355 | 0 | 0.0005 | 1573040 | 12265.9848
May | 29171.3396 | 45.6232 | 69.3678 | 0 | 0.0005 | 1644770 | 11946.7975
June | 28534.1105 | 45.981 | 72.7508 | 0 | 0.0005 | 1725240 | 11816.7512
July | 30116.5733 | 49.3517 | 79.7533 | 0 | 0.0006 | 1891440 | 12551.4187
August | 29344.5231 | 47.8288 | 76.7768 | 0 | 0.0005 | 1820800 | 12204.746
September | 27900.6187 | 44.5802 | 69.7613 | 0 | 0.0005 | 1654280 | 11517.6708
October | 30256.2448 | 46.5156 | 69.0387 | 0 | 0.0005 | 1636820 | 12313.3561
November | 32718.6655 | 48.1252 | 66.7877 | 0 | 0.0005 | 1583030 | 13105.1365
December | 38056.0108 | 53.6603 | 69.3086 | 0 | 0.0005 | 1642280 | 15019.1328
Annual Sum or Average | 383227.2785 | 579.8351 | 840.6909 | 0 | 0.0061 | 19929900 | 155059.3686
Minimum of Months | 27900.6187 | 44.5802 | 62.4304 | 0 | 0.0005 | 1479340 | 11517.6708
Maximum of Months | 39322.7223 | 54.8343 | 79.7533 | 0 | 0.0006 | 1891440 | 15459.8831
| ELECTRICITY:FACILITY [J] | ELECTRICITY:FACILITY {Maximum}[W] | ELECTRICITY:FACILITY {TIMESTAMP} | INTERIORLIGHTS:ELECTRICITY {AT MAX/MIN} [W] | INTERIOREQUIPMENT:ELECTRICITY {AT MAX/MIN} [W] | FANS:ELECTRICITY {AT MAX/MIN} [W] | HEATING:ELECTRICITY {AT MAX/MIN} [W] | COOLING:ELECTRICITY {AT MAX/MIN} [W] | EXTERIORLIGHTS:ELECTRICITY {AT MAX/MIN} [W] | PUMPS:ELECTRICITY {AT MAX/MIN} [W] | HEATREJECTION:ELECTRICITY [Invalid/Undefined] | EXTERIOREQUIPMENT:ELECTRICITY [Invalid/Undefined] | HUMIDIFICATION:ELECTRICITY [Invalid/Undefined] | HEATRECOVERY:ELECTRICITY [Invalid/Undefined] | WATERSYSTEMS:ELECTRICITY [Invalid/Undefined] | REFRIGERATION:ELECTRICITY {AT MAX/MIN} [W] | GENERATORS:ELECTRICITY [Invalid/Undefined] | ELECTRICITYPRODUCED:FACILITY [Invalid/Undefined]
January | 93451700000 | 46237.045 | 23-JAN-11:15 | 11214.473 | 26914.7 | 4777.647 | 0 | 0 | 0 | 0 | 0 | 0 | 0 | 0 | 0 | 3330.224 | 0 | 0
February | 84074200000 | 46277.343 | 11-FEB-11:15 | 11214.473 | 26914.7 | 4777.647 | 0 | 44.227 | 0 | 0 | 0 | 0 | 0 | 0 | 0 | 3326.296 | 0 | 0
March | 92893100000 | 50844.485 | 30-MAR-17:15 | 11214.473 | 26914.7 | 4777.647 | 0 | 5979.078 | 0 | 0 | 0 | 0 | 0 | 0 | 0 | 1958.587 | 0 | 0
April | 89399400000 | 49418.679 | 06-APR-17:15 | 11214.473 | 26914.7 | 4777.647 | 0 | 4567.818 | 0 | 0 | 0 | 0 | 0 | 0 | 0 | 1944.04 | 0 | 0
May | 93476200000 | 57911.532 | 16-MAY-17:15 | 11214.473 | 26914.7 | 4777.647 | 0 | 12971.998 | 0 | 0 | 0 | 0 | 0 | 0 | 0 | 2032.714 | 0 | 0
June | 98049200000 | 69669.12 | 30-JUN-16:15 | 11214.473 | 26914.7 | 4777.647 | 0 | 24610.018 | 0 | 0 | 0 | 0 | 0 | 0 | 0 | 2152.282 | 0 | 0
July | 107495000000 | 70046.279 | 21-JUL-17:15 | 11214.473 | 26914.7 | 4777.647 | 0 | 24993.69 | 0 | 0 | 0 | 0 | 0 | 0 | 0 | 2145.769 | 0 | 0
August | 103481000000 | 68613.244 | 09-AUG-17:15 | 11214.473 | 26914.7 | 4777.647 | 0 | 23574.65 | 0 | 0 | 0 | 0 | 0 | 0 | 0 | 2131.773 | 0 | 0
September | 94016400000 | 64837.823 | 01-SEP-17:15 | 11214.473 | 26914.7 | 4777.647 | 0 | 19823.967 | 0 | 0 | 0 | 0 | 0 | 0 | 0 | 2107.035 | 0 | 0
October | 93024200000 | 54292.443 | 06-OCT-17:15 | 11214.473 | 26914.7 | 4777.647 | 0 | 9388.736 | 0 | 0 | 0 | 0 | 0 | 0 | 0 | 1996.886 | 0 | 0
November | 89967100000 | 46252.907 | 21-NOV-11:15 | 11214.473 | 26914.7 | 4777.647 | 0 | 0 | 0 | 0 | 0 | 0 | 0 | 0 | 0 | 3346.086 | 0 | 0
December | 93334500000 | 46238.939 | 01-DEC-11:15 | 11214.473 | 26914.7 | 4777.647 | 0 | 0 | 0 | 0 | 0 | 0 | 0 | 0 | 0 | 3332.118 | 0 | 0
Annual Sum or Average | 1132660000000 | [9 empty] | 0 | 0 | 0 | 0 | 0 |  | 0 | 0
Minimum of Months | 84074200000 | 46237.045 |  | 11214.473 | 26914.7 | 4777.647 | 0 | 0 | 0 | 0 | 0 | 0 | 0 | 0 | 0 | 1944.04 | 0 | 0
Maximum of Months | 107495000000 | 70046.279 |  | 11214.473 | 26914.7 | 4777.647 | 0 | 24993.69 | 0 | 0 | 0 | 0 | 0 | 0 | 0 | 3346.086 | 0 | 0
| Electric | Gas | Other | Total
Cost ($) | 21654.97 | 18946.81 | 0 | 40601.78
Cost per Total Building Area ($/m2) | 42.36 | 37.07 | 0 | 79.43
Cost per Net Conditioned Building Area ($/m2) | 42.36 | 37.07 | 0 | 79.43

## Duluth (hidden)
| Total Energy [GJ] | Energy Per Total Building Area [MJ/m2] | Energy Per Conditioned Building Area [MJ/m2]
Total Site Energy | 3950 | 7727.63 | 7727.63
Net Site Energy | 3950 | 7727.63 | 7727.63
Total Source Energy | 6924.68 | 13547.17 | 13547.17
Net Source Energy | 6924.68 | 13547.17 | 13547.17
Area [m2]
Total Building Area | 511.15
Net Conditioned Building Area | 511.15
Unconditioned Building Area | 0
| Electricity [GJ] | Natural Gas [GJ] | Other Fuel [GJ] | District Cooling [GJ] | District Heating [GJ] | Water [m3]
Heating | 0 | 1754.62 | 0 | 0 | 0 | 0
Cooling | 29.84 | 0 | 0 | 0 | 0 | 0
Interior Lighting | 289.8 | 0 | 0 | 0 | 0 | 0
Exterior Lighting | 16.81 | 0 | 0 | 0 | 0 | 0
Interior Equipment | 599.05 | 800.92 | 0 | 0 | 0 | 0
Exterior Equipment | 0 | 0 | 0 | 0 | 0 | 0
Fans | 121.54 | 0 | 0 | 0 | 0 | 0
Pumps | 0 | 0 | 0 | 0 | 0 | 0
Heat Rejection | 0 | 0 | 0 | 0 | 0 | 0
Humidification | 0 | 0 | 0 | 0 | 0 | 0
Heat Recovery | 0 | 0 | 0 | 0 | 0 | 0
Water Systems | 0 | 280.92 | 0 | 0 | 0 | 1377.36
Refrigeration | 56.5 | 0 | 0 | 0 | 0 | 0
Generators | 0 | 0 | 0 | 0 | 0 | 0
Total End Uses | 1113.55 | 2836.45 | 0 | 0 | 0 | 1377.36
| Area [m2] | Conditioned (Y/N) | Volume [m3] | Multipliers | Gross Wall Area [m2] | Window Glass Area [m2] | Lighting [W/m2] | People [m2] per person | Plug and Process [W/m2]
DINING | 371.75 | Yes | 1133.39 | 1 | 169.19 | 47.17 | 27.38 | 1.39 | 60.2612
KITCHEN | 139.41 | Yes | 425.02 | 1 | 106.53 | 0 | 16.37 | 18.59 | 1579.5173
ATTIC | 511.15 | No | 856.26 | 1 | 0 | 0 | 0 |  | 0
Total | 1022.31 |  | 2414.66 |  | 275.72 | 47.17 | 12.1886 | 3.72 | 237.3016
Conditioned Total | 511.15 |  | 1558.4 |  | 275.72 | 47.17 | 24.3773 | 1.86 | 474.6032
Unconditioned Total | 511.15 |  | 856.26 |  | 0 | 0 | 0 |  | 0
| Construction | Reflectance | U-Factor with Film [W/m2-K] | U-Factor no Film [W/m2-K] | Gross Area [m2] | Azimuth [deg] | Tilt [deg] | Cardinal Direction
DINING_WALL_EAST | EXT-WALLS-STEELFRAME-NONRES | 0.22 | 0.329 | 0.346 | 50.13 | 90 | 90 | E
DINING_WALL_SOUTH | EXT-WALLS-STEELFRAME-NONRES | 0.22 | 0.329 | 0.346 | 68.93 | 180 | 90 | S
DINING_WALL_WEST | EXT-WALLS-STEELFRAME-NONRES | 0.22 | 0.329 | 0.346 | 50.13 | 270 | 90 | W
DINING_FLOOR | EXT-SLAB | 0.3 | 3.12 | 12.904 | 371.75 | 0 | 180
KITCHEN_WALL_EAST | EXT-WALLS-STEELFRAME-NONRES | 0.22 | 0.329 | 0.346 | 18.8 | 90 | 90 | E
KITCHEN_WALL_NORTH | EXT-WALLS-STEELFRAME-NONRES | 0.22 | 0.329 | 0.346 | 68.93 | 0 | 90 | N
KITCHEN_WALL_WEST | EXT-WALLS-STEELFRAME-NONRES | 0.22 | 0.329 | 0.346 | 18.8 | 270 | 90 | W
KITCHEN_FLOOR | EXT-SLAB | 0.3 | 3.12 | 12.904 | 139.41 | 0 | 180
EAST-ROOF | ATTIC-ROOF-NONRES | 0.3 | 4.035 | 16.833 | 224.5 | 90 | 18.44
NORTH-ROOF | ATTIC-ROOF-NONRES | 0.3 | 4.035 | 16.833 | 60.26 | 0 | 45
SOUTH-ROOF | ATTIC-ROOF-NONRES | 0.3 | 4.035 | 16.833 | 60.26 | 180 | 45
WEST-ROOF | ATTIC-ROOF-NONRES | 0.3 | 4.035 | 16.833 | 224.5 | 270 | 18.44
| Construction | Area of One Opening [m2] | Area of Openings [m2] | U-Factor [W/m2-K] | SHGC | Visible Transmittance | Shade Control | Parent Surface | Azimuth [deg] | Cardinal Direction
DINING_WALL_EAST_WINDOW | WINDOW-NONRES-FIXED | 13.94 | 13.94 | 2.956 | 0.487 | 0.409 | No | DINING_WALL_EAST | 90 | E
DINING_WALL_SOUTH_WINDOW | WINDOW-NONRES-FIXED | 19.3 | 19.3 | 2.956 | 0.487 | 0.409 | No | DINING_WALL_SOUTH | 180 | S
DINING_WALL_WEST_WINDOW | WINDOW-NONRES-FIXED | 13.94 | 13.94 | 2.956 | 0.487 | 0.409 | No | DINING_WALL_WEST | 270 | W
Total or Average |  |  | 47.17 | 2.96 | 0.487 | 0.409
North Total or Average |  |  | 0 | - | - | -
Non-North Total or Average |  |  | 47.17 | 2.96 | 0.487 | 0.409
| Type | Nominal Capacity [W] | Nominal Efficiency [W/W]
None
| Type | Nominal Total Capacity [W] | Nominal Sensible Capacity [W] | Nominal Latent Capacity [W] | Nominal Sensible Heat Ratio | Nominal Efficiency [W/W]
PSZ-AC_1:1_COOLC DXCOIL | Coil:Cooling:DX:SingleSpeed | 73085.6 | 49411.95 | 23673.65 | 0.68 | 2.62
PSZ-AC_2:2_COOLC DXCOIL | Coil:Cooling:DX:SingleSpeed | 26439.87 | 17875.55 | 8564.32 | 0.68 | 2.98
| Type | Nominal Total Capacity [W] | Nominal Efficiency [W/W]
PSZ-AC_1:1_HEATC | Coil:Heating:Gas | 217992.56 | 0.78
PSZ-AC_2:2_HEATC | Coil:Heating:Gas | 84446.16 | 0.78
| Type | Total Efficiency [W/W] | Delta Pressure [pa] | Max Flow Rate [m3/s] | Rated Power [W] | Motor Heat In Air Fraction | End Use
DINING EXHAUST FAN | Fan:ZoneExhaust | 1 | 0 | 1.83 | 0 | 1 | Zone Exhaust Fans
KITCHEN EXHAUST FAN | Fan:ZoneExhaust | 1 | 0 | 0.06 | 0 | 1 | Zone Exhaust Fans
PSZ-AC_1:1_FAN | Fan:ConstantVolume | 0.57 | 622 | 2.94 | 3218.71 | 1 | Fan Energy
PSZ-AC_2:2_FAN | Fan:ConstantVolume | 0.55 | 622 | 1.06 | 1212.94 | 1 | Fan Energy
| Type | Control | Head [pa] | Power [W] | Motor Efficiency [W/W]
SWHSYS1 PUMP | Pump:VariableSpeed | INTERMITTENT | 0.1 | 0 | 1
| Type | Storage Volume [m3] | Input [W] | Thermal Efficiency [W/W] | Recovery Efficiency [W/W] | Energy Factor
SWHSYS1 WATER HEATER | WaterHeater:Mixed | 0.2 | 845000 | 0.78 | 3.35 | 0.56
| CO2:FACILITY [kg] | NOX:FACILITY [kg] | SO2:FACILITY [kg] | PM:FACILITY [kg] | HG:FACILITY [kg] | WATERENVIRONMENTALFACTORS:FACILITY [L] | CARBON EQUIVALENT:FACILITY [kg]
January | 42806.2992 | 57.5186 | 60.9674 | 0 | 0.0005 | 40000.6969 | 16599.2769
February | 37404.1786 | 50.7669 | 54.9245 | 0 | 0.0004 | 36039.898 | 14552.9326
March | 37534.9986 | 52.6021 | 60.5141 | 0 | 0.0005 | 39720.048 | 14762.2766
April | 31180.9854 | 46.1263 | 58.1788 | 0 | 0.0004 | 38203.8418 | 12495.4481
May | 28447.6248 | 44.3023 | 60.3056 | 0 | 0.0005 | 39613.5701 | 11612.2316
June | 26009.9691 | 42.3712 | 61.2114 | 0 | 0.0005 | 40218.2318 | 10795.4731
July | 28210.8342 | 46.8531 | 69.3103 | 0 | 0.0005 | 45543.7433 | 11794.6476
August | 27642.9398 | 45.3787 | 66.1852 | 0 | 0.0005 | 43487.8767 | 11506.4368
September | 26705.1547 | 42.3731 | 59.1661 | 0 | 0.0004 | 38869.1415 | 10975.945
October | 30306.1695 | 46.0174 | 60.4057 | 0 | 0.0005 | 39673.1418 | 12258.162
November | 34335.7484 | 49.1319 | 58.6558 | 0 | 0.0005 | 38507.2457 | 13600.8925
December | 41284.5449 | 56.1431 | 60.9792 | 0 | 0.0005 | 40013.6023 | 16073.1467
Annual Sum or Average | 391869.4472 | 579.5845 | 730.8042 | 0 | 0.0056 | 479891.0377 | 157026.8695
Minimum of Months | 26009.9691 | 42.3712 | 54.9245 | 0 | 0.0004 | 36039.898 | 10795.4731
Maximum of Months | 42806.2992 | 57.5186 | 69.3103 | 0 | 0.0005 | 45543.7433 | 16599.2769
| ELECTRICITY:FACILITY [J] | ELECTRICITY:FACILITY {Maximum}[W] | ELECTRICITY:FACILITY {TIMESTAMP} | INTERIORLIGHTS:ELECTRICITY {AT MAX/MIN} [W] | INTERIOREQUIPMENT:ELECTRICITY {AT MAX/MIN} [W] | FANS:ELECTRICITY {AT MAX/MIN} [W] | HEATING:ELECTRICITY {AT MAX/MIN} [W] | COOLING:ELECTRICITY {AT MAX/MIN} [W] | EXTERIORLIGHTS:ELECTRICITY {AT MAX/MIN} [W] | PUMPS:ELECTRICITY {AT MAX/MIN} [W] | HEATREJECTION:ELECTRICITY [Invalid/Undefined] | EXTERIOREQUIPMENT:ELECTRICITY [Invalid/Undefined] | HUMIDIFICATION:ELECTRICITY [Invalid/Undefined] | HEATRECOVERY:ELECTRICITY [Invalid/Undefined] | WATERSYSTEMS:ELECTRICITY [Invalid/Undefined] | REFRIGERATION:ELECTRICITY {AT MAX/MIN} [W] | GENERATORS:ELECTRICITY [Invalid/Undefined] | ELECTRICITYPRODUCED:FACILITY [Invalid/Undefined]
January | 92818600000 | 45880.199 | 16-JAN-11:15 | 11214.473 | 26914.7 | 4431.652 | 0 | 0 | 0 | 0 | 0 | 0 | 0 | 0 | 0 | 3319.373 | 0 | 0
February | 83627900000 | 45888.809 | 21-FEB-11:15 | 11214.473 | 26914.7 | 4431.652 | 0 | 0 | 0 | 0 | 0 | 0 | 0 | 0 | 0 | 3327.983 | 0 | 0
March | 92167400000 | 45897.896 | 30-MAR-10:15 | 11214.473 | 26914.7 | 4431.652 | 0 | 0 | 0 | 0 | 0 | 0 | 0 | 0 | 0 | 3337.07 | 0 | 0
April | 88649100000 | 45921.693 | 14-APR-10:15 | 11214.473 | 26914.7 | 4431.652 | 0 | 0 | 0 | 0 | 0 | 0 | 0 | 0 | 0 | 3360.867 | 0 | 0
May | 91920300000 | 55484.303 | 31-MAY-17:15 | 11214.473 | 26914.7 | 4431.652 | 0 | 10927.125 | 0 | 0 | 0 | 0 | 0 | 0 | 0 | 1996.352 | 0 | 0
June | 93323400000 | 69773.592 | 14-JUN-17:30 | 11214.473 | 26914.7 | 4431.652 | 0 | 25115.126 | 0 | 0 | 0 | 0 | 0 | 0 | 0 | 2097.641 | 0 | 0
July | 105681000000 | 76068.705 | 06-JUL-17:00 | 11214.473 | 26914.7 | 4431.652 | 0 | 31371.193 | 0 | 0 | 0 | 0 | 0 | 0 | 0 | 2136.686 | 0 | 0
August | 100910000000 | 72896.241 | 11-AUG-17:30 | 11214.473 | 26914.7 | 4431.652 | 0 | 28229.108 | 0 | 0 | 0 | 0 | 0 | 0 | 0 | 2106.308 | 0 | 0
September | 90192900000 | 60238.5 | 08-SEP-17:00 | 11214.473 | 26914.7 | 4431.652 | 0 | 15643.647 | 0 | 0 | 0 | 0 | 0 | 0 | 0 | 2034.027 | 0 | 0
October | 92058500000 | 55839.631 | 07-OCT-15:15 | 11214.473 | 26914.7 | 4431.652 | 0 | 11246.01 | 0 | 0 | 0 | 0 | 0 | 0 | 0 | 2032.795 | 0 | 0
November | 89353200000 | 45943.967 | 09-NOV-11:15 | 11214.473 | 26914.7 | 4431.652 | 0 | 0 | 0 | 0 | 0 | 0 | 0 | 0 | 0 | 3383.141 | 0 | 0
December | 92848500000 | 45881.382 | 02-DEC-11:15 | 11214.473 | 26914.7 | 4431.652 | 0 | 0 | 0 | 0 | 0 | 0 | 0 | 0 | 0 | 3320.556 | 0 | 0
Annual Sum or Average | 1113550000000 | [9 empty] | 0 | 0 | 0 | 0 | 0 |  | 0 | 0
Minimum of Months | 83627900000 | 45880.199 |  | 11214.473 | 26914.7 | 4431.652 | 0 | 0 | 0 | 0 | 0 | 0 | 0 | 0 | 0 | 1996.352 | 0 | 0
Maximum of Months | 105681000000 | 76068.705 |  | 11214.473 | 26914.7 | 4431.652 | 0 | 31371.193 | 0 | 0 | 0 | 0 | 0 | 0 | 0 | 3383.141 | 0 | 0
| Electric | Gas | Other | Total
Cost ($) | 16231.55 | 22463.43 | 0 | 38694.98
Cost per Total Building Area ($/m2) | 31.75 | 43.95 | 0 | 75.7
Cost per Net Conditioned Building Area ($/m2) | 31.75 | 43.95 | 0 | 75.7

## Fairbanks (hidden)
| Total Energy [GJ] | Energy Per Total Building Area [MJ/m2] | Energy Per Conditioned Building Area [MJ/m2]
Total Site Energy | 4953.07 | 9689.98 | 9689.98
Net Site Energy | 4953.07 | 9689.98 | 9689.98
Total Source Energy | 8423.62 | 16479.63 | 16479.63
Net Source Energy | 8423.62 | 16479.63 | 16479.63
Area [m2]
Total Building Area | 511.15
Net Conditioned Building Area | 511.15
Unconditioned Building Area | 0
| Electricity [GJ] | Natural Gas [GJ] | Other Fuel [GJ] | District Cooling [GJ] | District Heating [GJ] | Water [m3]
Heating | 0 | 2619.01 | 0 | 0 | 0 | 0
Cooling | 10.47 | 0 | 0 | 0 | 0 | 0
Interior Lighting | 289.8 | 0 | 0 | 0 | 0 | 0
Exterior Lighting | 16.71 | 0 | 0 | 0 | 0 | 0
Interior Equipment | 599.05 | 800.92 | 0 | 0 | 0 | 0
Exterior Equipment | 0 | 0 | 0 | 0 | 0 | 0
Fans | 244.49 | 0 | 0 | 0 | 0 | 0
Pumps | 0 | 0 | 0 | 0 | 0 | 0
Heat Rejection | 0 | 0 | 0 | 0 | 0 | 0
Humidification | 0 | 0 | 0 | 0 | 0 | 0
Heat Recovery | 0 | 0 | 0 | 0 | 0 | 0
Water Systems | 0 | 317.47 | 0 | 0 | 0 | 1377.36
Refrigeration | 55.14 | 0 | 0 | 0 | 0 | 0
Generators | 0 | 0 | 0 | 0 | 0 | 0
Total End Uses | 1215.67 | 3737.39 | 0 | 0 | 0 | 1377.36
| Area [m2] | Conditioned (Y/N) | Volume [m3] | Multipliers | Gross Wall Area [m2] | Window Glass Area [m2] | Lighting [W/m2] | People [m2] per person | Plug and Process [W/m2]
DINING | 371.75 | Yes | 1133.39 | 1 | 169.19 | 47.17 | 27.38 | 1.39 | 60.2612
KITCHEN | 139.41 | Yes | 425.02 | 1 | 106.53 | 0 | 16.37 | 18.59 | 1579.5173
ATTIC | 511.15 | No | 856.26 | 1 | 0 | 0 | 0 |  | 0
Total | 1022.31 |  | 2414.66 |  | 275.72 | 47.17 | 12.1886 | 3.72 | 237.3016
Conditioned Total | 511.15 |  | 1558.4 |  | 275.72 | 47.17 | 24.3773 | 1.86 | 474.6032
Unconditioned Total | 511.15 |  | 856.26 |  | 0 | 0 | 0 |  | 0
| Construction | Reflectance | U-Factor with Film [W/m2-K] | U-Factor no Film [W/m2-K] | Gross Area [m2] | Azimuth [deg] | Tilt [deg] | Cardinal Direction
DINING_WALL_EAST | EXT-WALLS-STEELFRAME-NONRES | 0.22 | 0.256 | 0.266 | 50.13 | 90 | 90 | E
DINING_WALL_SOUTH | EXT-WALLS-STEELFRAME-NONRES | 0.22 | 0.256 | 0.266 | 68.93 | 180 | 90 | S
DINING_WALL_WEST | EXT-WALLS-STEELFRAME-NONRES | 0.22 | 0.256 | 0.266 | 50.13 | 270 | 90 | W
DINING_FLOOR | EXT-SLAB | 0.3 | 3.12 | 12.904 | 371.75 | 0 | 180
KITCHEN_WALL_EAST | EXT-WALLS-STEELFRAME-NONRES | 0.22 | 0.256 | 0.266 | 18.8 | 90 | 90 | E
KITCHEN_WALL_NORTH | EXT-WALLS-STEELFRAME-NONRES | 0.22 | 0.256 | 0.266 | 68.93 | 0 | 90 | N
KITCHEN_WALL_WEST | EXT-WALLS-STEELFRAME-NONRES | 0.22 | 0.256 | 0.266 | 18.8 | 270 | 90 | W
KITCHEN_FLOOR | EXT-SLAB | 0.3 | 3.12 | 12.904 | 139.41 | 0 | 180
EAST-ROOF | ATTIC-ROOF-NONRES | 0.3 | 4.035 | 16.833 | 224.5 | 90 | 18.44
NORTH-ROOF | ATTIC-ROOF-NONRES | 0.3 | 4.035 | 16.833 | 60.26 | 0 | 45
SOUTH-ROOF | ATTIC-ROOF-NONRES | 0.3 | 4.035 | 16.833 | 60.26 | 180 | 45
WEST-ROOF | ATTIC-ROOF-NONRES | 0.3 | 4.035 | 16.833 | 224.5 | 270 | 18.44
| Construction | Area of One Opening [m2] | Area of Openings [m2] | U-Factor [W/m2-K] | SHGC | Visible Transmittance | Shade Control | Parent Surface | Azimuth [deg] | Cardinal Direction
DINING_WALL_EAST_WINDOW | WINDOW-NONRES-FIXED | 13.94 | 13.94 | 2.956 | 0.616 | 0.541 | No | DINING_WALL_EAST | 90 | E
DINING_WALL_SOUTH_WINDOW | WINDOW-NONRES-FIXED | 19.3 | 19.3 | 2.956 | 0.616 | 0.541 | No | DINING_WALL_SOUTH | 180 | S
DINING_WALL_WEST_WINDOW | WINDOW-NONRES-FIXED | 13.94 | 13.94 | 2.956 | 0.616 | 0.541 | No | DINING_WALL_WEST | 270 | W
Total or Average |  |  | 47.17 | 2.96 | 0.616 | 0.541
North Total or Average |  |  | 0 | - | - | -
Non-North Total or Average |  |  | 47.17 | 2.96 | 0.616 | 0.541
| Type | Nominal Capacity [W] | Nominal Efficiency [W/W]
None
| Type | Nominal Total Capacity [W] | Nominal Sensible Capacity [W] | Nominal Latent Capacity [W] | Nominal Sensible Heat Ratio | Nominal Efficiency [W/W]
PSZ-AC_1:1_COOLC DXCOIL | Coil:Cooling:DX:SingleSpeed | 61945.02 | 49472.72 | 12472.3 | 0.8 | 3.35
PSZ-AC_2:2_COOLC DXCOIL | Coil:Cooling:DX:SingleSpeed | 23133.41 | 18475.62 | 4657.79 | 0.8 | 3.22
| Type | Nominal Total Capacity [W] | Nominal Efficiency [W/W]
PSZ-AC_1:1_HEATC | Coil:Heating:Gas | 286860.27 | 0.78
PSZ-AC_2:2_HEATC | Coil:Heating:Gas | 137255.09 | 0.78
| Type | Total Efficiency [W/W] | Delta Pressure [pa] | Max Flow Rate [m3/s] | Rated Power [W] | Motor Heat In Air Fraction | End Use
DINING EXHAUST FAN | Fan:ZoneExhaust | 1 | 0 | 1.83 | 0 | 1 | Zone Exhaust Fans
KITCHEN EXHAUST FAN | Fan:ZoneExhaust | 1 | 0 | 0.06 | 0 | 1 | Zone Exhaust Fans
PSZ-AC_1:1_FAN | Fan:ConstantVolume | 0.58 | 1109.65 | 3.74 | 7137.8 | 1 | Fan Energy
PSZ-AC_2:2_FAN | Fan:ConstantVolume | 0.55 | 622 | 1.4 | 1592.01 | 1 | Fan Energy
| Type | Control | Head [pa] | Power [W] | Motor Efficiency [W/W]
SWHSYS1 PUMP | Pump:VariableSpeed | INTERMITTENT | 0.1 | 0 | 1
| Type | Storage Volume [m3] | Input [W] | Thermal Efficiency [W/W] | Recovery Efficiency [W/W] | Energy Factor
SWHSYS1 WATER HEATER | WaterHeater:Mixed | 0.2 | 845000 | 0.78 | 3.35 | 0.56
| CO2:FACILITY [kg] | NOX:FACILITY [kg] | SO2:FACILITY [kg] | PM:FACILITY [kg] | HG:FACILITY [kg] | WATERENVIRONMENTALFACTORS:FACILITY [L] | CARBON EQUIVALENT:FACILITY [kg]
January | 50225.7587 | 52.6291 | 147.3472 | 0 | 0.0006 | 29542.8372 | 18465.9292
February | 44291.6409 | 46.5483 | 132.8114 | 0 | 0.0005 | 26629.4454 | 16305.3333
March | 42591.5711 | 45.6497 | 146.2934 | 0 | 0.0005 | 29339.0749 | 15816.142
April | 33987.7702 | 37.5147 | 139.4732 | 0 | 0.0005 | 27978.1131 | 12788.3756
May | 27831.6603 | 32.0726 | 142.5135 | 0 | 0.0005 | 28595.1121 | 10680.2348
June | 25499.6312 | 29.9259 | 141.8842 | 0 | 0.0005 | 28471.1427 | 9868.539
July | 26312.7886 | 31.0574 | 150.1151 | 0 | 0.0005 | 30123.476 | 10210.4988
August | 26480.6967 | 30.9749 | 145.1997 | 0 | 0.0005 | 29136.0388 | 10232.4527
September | 28275.719 | 32.2909 | 138.6479 | 0 | 0.0005 | 27818.2537 | 10805.481
October | 35972.4037 | 39.597 | 145.3511 | 0 | 0.0005 | 29156.6419 | 13518.452
November | 43343.4095 | 46.151 | 142.5044 | 0 | 0.0005 | 28577.2692 | 16048.4674
December | 47934.0464 | 50.5718 | 147.8228 | 0 | 0.0006 | 29640.7263 | 17676.3127
Annual Sum or Average | 432747.0962 | 474.9834 | 1719.9639 | 0 | 0.0062 | 345008.1312 | 162416.2185
Minimum of Months | 25499.6312 | 29.9259 | 132.8114 | 0 | 0.0005 | 26629.4454 | 9868.539
Maximum of Months | 50225.7587 | 52.6291 | 150.1151 | 0 | 0.0006 | 30123.476 | 18465.9292
| ELECTRICITY:FACILITY [J] | ELECTRICITY:FACILITY {Maximum}[W] | ELECTRICITY:FACILITY {TIMESTAMP} | INTERIORLIGHTS:ELECTRICITY {AT MAX/MIN} [W] | INTERIOREQUIPMENT:ELECTRICITY {AT MAX/MIN} [W] | FANS:ELECTRICITY {AT MAX/MIN} [W] | HEATING:ELECTRICITY {AT MAX/MIN} [W] | COOLING:ELECTRICITY {AT MAX/MIN} [W] | EXTERIORLIGHTS:ELECTRICITY {AT MAX/MIN} [W] | PUMPS:ELECTRICITY {AT MAX/MIN} [W] | HEATREJECTION:ELECTRICITY [Invalid/Undefined] | EXTERIOREQUIPMENT:ELECTRICITY [Invalid/Undefined] | HUMIDIFICATION:ELECTRICITY [Invalid/Undefined] | HEATRECOVERY:ELECTRICITY [Invalid/Undefined] | WATERSYSTEMS:ELECTRICITY [Invalid/Undefined] | REFRIGERATION:ELECTRICITY {AT MAX/MIN} [W] | GENERATORS:ELECTRICITY [Invalid/Undefined] | ELECTRICITYPRODUCED:FACILITY [Invalid/Undefined]
January | 104097000000 | 51149.458 | 01-JAN-11:15 | 11214.473 | 26914.7 | 8729.807 | 0 | 0 | 1072 | 0 | 0 | 0 | 0 | 0 | 0 | 3218.478 | 0 | 0
February | 93831700000 | 50158.779 | 27-FEB-11:15 | 11214.473 | 26914.7 | 8729.807 | 0 | 0 | 0 | 0 | 0 | 0 | 0 | 0 | 0 | 3299.799 | 0 | 0
March | 103379000000 | 50179.895 | 31-MAR-10:15 | 11214.473 | 26914.7 | 8729.807 | 0 | 0 | 0 | 0 | 0 | 0 | 0 | 0 | 0 | 3320.915 | 0 | 0
April | 98583900000 | 50191.658 | 14-APR-10:15 | 11214.473 | 26914.7 | 8729.807 | 0 | 0 | 0 | 0 | 0 | 0 | 0 | 0 | 0 | 3332.677 | 0 | 0
May | 100758000000 | 53785.593 | 30-MAY-17:15 | 11214.473 | 26914.7 | 8729.807 | 0 | 4957.568 | 0 | 0 | 0 | 0 | 0 | 0 | 0 | 1969.045 | 0 | 0
June | 100321000000 | 64092.741 | 20-JUN-17:00 | 11214.473 | 26914.7 | 8729.807 | 0 | 15161.186 | 0 | 0 | 0 | 0 | 0 | 0 | 0 | 2072.576 | 0 | 0
July | 106143000000 | 66312.252 | 29-JUL-17:00 | 11214.473 | 26914.7 | 8729.807 | 0 | 17335.476 | 0 | 0 | 0 | 0 | 0 | 0 | 0 | 2117.797 | 0 | 0
August | 102664000000 | 62703.133 | 15-AUG-17:15 | 11214.473 | 26914.7 | 8729.807 | 0 | 13774.168 | 0 | 0 | 0 | 0 | 0 | 0 | 0 | 2069.985 | 0 | 0
September | 98020600000 | 50223.88 | 01-SEP-10:15 | 11214.473 | 26914.7 | 8729.807 | 0 | 0 | 0 | 0 | 0 | 0 | 0 | 0 | 0 | 3364.9 | 0 | 0
October | 102737000000 | 50202.521 | 02-OCT-10:15 | 11214.473 | 26914.7 | 8729.807 | 0 | 0 | 0 | 0 | 0 | 0 | 0 | 0 | 0 | 3343.541 | 0 | 0
November | 100695000000 | 50216.309 | 16-NOV-11:15 | 11214.473 | 26914.7 | 8729.807 | 0 | 57.255 | 0 | 0 | 0 | 0 | 0 | 0 | 0 | 3300.074 | 0 | 0
December | 104442000000 | 51300.854 | 18-DEC-11:15 | 11214.473 | 26914.7 | 8729.807 | 0 | 56.271 | 1072 | 0 | 0 | 0 | 0 | 0 | 0 | 3313.602 | 0 | 0
Annual Sum or Average | 1215670000000 | [9 empty] | 0 | 0 | 0 | 0 | 0 |  | 0 | 0
Minimum of Months | 93831700000 | 50158.779 |  | 11214.473 | 26914.7 | 8729.807 | 0 | 0 | 0 | 0 | 0 | 0 | 0 | 0 | 0 | 1969.045 | 0 | 0
Maximum of Months | 106143000000 | 66312.252 |  | 11214.473 | 26914.7 | 8729.807 | 0 | 17335.476 | 1072 | 0 | 0 | 0 | 0 | 0 | 0 | 3364.9 | 0 | 0
| Electric | Gas | Other | Total
Cost ($) | 29320.03 | 15560.1 | 0 | 44880.13
Cost per Total Building Area ($/m2) | 57.36 | 30.44 | 0 | 87.8
Cost per Net Conditioned Building Area ($/m2) | 57.36 | 30.44 | 0 | 87.8

## Picture
DOE Commercial Building Benchmark - Full Service Restaurant

## Schedules
Schedule | Type | Through | Day of Week | 1 | 2 | 3 | 4 | 5 | 6 | 7 | 8 | 9 | 10 | 11 | 12 | 13 | 14 | 15 | 16 | 17 | 18 | 19 | 20 | 21 | 22 | 23 | 24 | Hours Per Day | Hours Per Week | Hours Per Year
BLDG_LIGHT_SCH | Fraction | Through 12/31 | SummerDesign | [24 empty] | 24 | 35.4 | 1845.86 | bar: 1 to 24
|  |  | WinterDesign | 0 | 0 | 0 | 0 | 0 | 0 | 0 | 0 | 0 | 0 | 0 | 0 | 0 | 0 | 0 | 0 | 0 | 0 | 0 | 0 | 0 | 0 | 0 | 0 | 0
|  |  | Weekday, Sat, Sun, Hol, Other | 0.45 | 0.15 | 0.15 | 0.15 | 0.15 | 0.45 | 0.9 | 0.9 | 0.9 | 0.9 | 0.9 | 0.9 | 0.9 | 0.9 | 0.9 | 0.9 | 0.9 | 0.9 | 0.9 | 0.9 | 0.9 | 0.9 | 0.9 | 0.9 | 17.7
BLDG_EQUIP_SCH | Fraction | Through 12/31 | Weekday | 0.1 | 0.1 | 0.1 | 0.1 | 0.1 | 0.1 | 0.25 | 0.35 | 0.35 | 0.25 | 0.35 | 0.35 | 0.35 | 0.25 | 0.25 | 0.25 | 0.35 | 0.35 | 0.35 | 0.25 | 0.25 | 0.25 | 0.25 | 0.25 | 5.9 | 23.6 | 1230.57
|  |  | Sat | 0.1 | 0.1 | 0.1 | 0.1 | 0.1 | 0.1 | 0.25 | 0.35 | 0.35 | 0.25 | 0.35 | 0.35 | 0.35 | 0.25 | 0.25 | 0.25 | 0.35 | 0.35 | 0.35 | 0.25 | 0.25 | 0.25 | 0.25 | 0.25 | 5.9
|  |  | SummerDesign | 0.35 | 0.35 | 0.35 | 0.35 | 0.35 | 0.35 | 0.35 | 0.35 | 0.35 | 0.35 | 0.35 | 0.35 | 0.35 | 0.35 | 0.35 | 0.35 | 0.35 | 0.35 | 0.35 | 0.35 | 0.35 | 0.35 | 0.35 | 0.35 | 8.4
|  |  | WinterDesign | 0 | 0 | 0 | 0 | 0 | 0 | 0 | 0 | 0 | 0 | 0 | 0 | 0 | 0 | 0 | 0 | 0 | 0 | 0 | 0 | 0 | 0 | 0 | 0 | 0
|  |  | Sun, Hol, Other | 0.1 | 0.1 | 0.1 | 0.1 | 0.1 | 0.1 | 0.25 | 0.35 | 0.35 | 0.25 | 0.35 | 0.35 | 0.35 | 0.25 | 0.25 | 0.25 | 0.35 | 0.35 | 0.35 | 0.25 | 0.25 | 0.25 | 0.25 | 0.25 | 5.9
GAS_EQUIP_SCH | Fraction | Through 12/31 | WD, Sat | 0.02 | 0.02 | 0.02 | 0.02 | 0.02 | 0.05 | 0.1 | 0.15 | 0.2 | 0.15 | 0.25 | 0.25 | 0.25 | 0.2 | 0.15 | 0.2 | 0.3 | 0.3 | 0.3 | 0.2 | 0.2 | 0.15 | 0.1 | 0.05 | 3.65 | 21.9 | 1141.93
|  |  | SummerDesign | 0.25 | 0.25 | 0.25 | 0.25 | 0.25 | 0.25 | 0.25 | 0.25 | 0.25 | 0.25 | 0.25 | 0.25 | 0.25 | 0.25 | 0.25 | 0.25 | 0.25 | 0.25 | 0.25 | 0.25 | 0.25 | 0.25 | 0.25 | 0.25 | 6
|  |  | WinterDesign | 0 | 0 | 0 | 0 | 0 | 0 | 0 | 0 | 0 | 0 | 0 | 0 | 0 | 0 | 0 | 0 | 0 | 0 | 0 | 0 | 0 | 0 | 0 | 0 | 0
|  |  | Sun, Hol, Other | 0.02 | 0.02 | 0.02 | 0.02 | 0.02 | 0.05 | 0.1 | 0.15 | 0.2 | 0.15 | 0.25 | 0.25 | 0.25 | 0.2 | 0.15 | 0.2 | 0.3 | 0.3 | 0.3 | 0.2 | 0.2 | 0.15 | 0.1 | 0.05 | 3.65
BLDG_OCC_SCH | Fraction | Through 12/31 | WD | 0.05 | 0 | 0 | 0 | 0 | 0.05 | 0.1 | 0.4 | 0.4 | 0.4 | 0.2 | 0.5 | 0.8 | 0.7 | 0.4 | 0.2 | 0.25 | 0.5 | 0.8 | 0.8 | 0.8 | 0.5 | 0.35 | 0.2 | 8.4 | 56.8 | 2961.71
|  |  | SummerDesign | [24 empty] | 24 | bar: 1 to 24
|  |  | WinterDesign | 0 | 0 | 0 | 0 | 0 | 0 | 0 | 0 | 0 | 0 | 0 | 0 | 0 | 0 | 0 | 0 | 0 | 0 | 0 | 0 | 0 | 0 | 0 | 0 | 0
|  |  | Sat | 0.05 | 0 | 0 | 0 | 0 | 0 | 0.05 | 0.5 | 0.5 | 0.4 | 0.2 | 0.45 | 0.5 | 0.5 | 0.35 | 0.3 | 0.3 | 0.3 | 0.7 | 0.9 | 0.7 | 0.65 | 0.55 | 0.35 | 8.25
|  |  | Sun, Hol, Other | 0.05 | 0 | 0 | 0 | 0 | 0 | 0.05 | 0.5 | 0.5 | 0.2 | 0.2 | 0.3 | 0.5 | 0.5 | 0.3 | 0.2 | 0.25 | 0.35 | 0.55 | 0.65 | 0.7 | 0.35 | 0.2 | 0.2 | 6.55
INFIL_SCH | Fraction | Through 12/31 | WD, SummerDesign | 1 | 1 | 1 | 1 | 1 | 0 | 0 | 0 | 0 | 0 | 0 | 0 | 0 | 0 | 0 | 0 | 0 | 0 | 0 | 0 | 0 | 0 | 0 | 0 | 5 | 35 | 1825
|  |  | Sat, WinterDesign | 1 | 1 | 1 | 1 | 1 | 0 | 0 | 0 | 0 | 0 | 0 | 0 | 0 | 0 | 0 | 0 | 0 | 0 | 0 | 0 | 0 | 0 | 0 | 0 | 5
|  |  | Sun, Hol, Other | 1 | 1 | 1 | 1 | 1 | 0 | 0 | 0 | 0 | 0 | 0 | 0 | 0 | 0 | 0 | 0 | 0 | 0 | 0 | 0 | 0 | 0 | 0 | 0 | 5
INFIL_HALF_ON_SCH | Fraction | Through 12/31 | WD, SummerDesign | 1 | 1 | 1 | 1 | 1 | 0.5 | 0.5 | 0.5 | 0.5 | 0.5 | 0.5 | 0.5 | 0.5 | 0.5 | 0.5 | 0.5 | 0.5 | 0.5 | 0.5 | 0.5 | 0.5 | 0.5 | 0.5 | 0.5 | 14.5 | 101.5 | 5292.5
|  |  | Sat, WinterDesign | 1 | 1 | 1 | 1 | 1 | 0.5 | 0.5 | 0.5 | 0.5 | 0.5 | 0.5 | 0.5 | 0.5 | 0.5 | 0.5 | 0.5 | 0.5 | 0.5 | 0.5 | 0.5 | 0.5 | 0.5 | 0.5 | 0.5 | 14.5
|  |  | Sun, Hol, Other | 1 | 1 | 1 | 1 | 1 | 0.5 | 0.5 | 0.5 | 0.5 | 0.5 | 0.5 | 0.5 | 0.5 | 0.5 | 0.5 | 0.5 | 0.5 | 0.5 | 0.5 | 0.5 | 0.5 | 0.5 | 0.5 | 0.5 | 14.5
BLDG_SWH_SCH | Fraction | Through 12/31 | WD, SummerDesign | 0.2 | 0 | 0 | 0 | 0 | 0 | 0.15 | 0.6 | 0.55 | 0.45 | 0.4 | 0.45 | 0.4 | 0.35 | 0.3 | 0.3 | 0.3 | 0.4 | 0.55 | 0.6 | 0.5 | 0.55 | 0.45 | 0.25 | 7.75 | 52.65 | 2745.32
|  |  | Sat, WinterDesign | 0.2 | 0 | 0 | 0 | 0 | 0 | 0.15 | 0.15 | 0.15 | 0.5 | 0.45 | 0.5 | 0.5 | 0.45 | 0.4 | 0.4 | 0.35 | 0.4 | 0.55 | 0.55 | 0.5 | 0.55 | 0.4 | 0.3 | 7.45
|  |  | Sun, Hol, Other | 0.25 | 0 | 0 | 0 | 0 | 0 | 0.15 | 0.15 | 0.15 | 0.15 | 0.5 | 0.5 | 0.4 | 0.4 | 0.3 | 0.3 | 0.3 | 0.4 | 0.5 | 0.5 | 0.4 | 0.5 | 0.4 | 0.2 | 6.45
Hours_of_operation | On/Off | Through 12/31 | Weekday, SummerDesign | 1 | 0 | 0 | 0 | 0 | 1 | 1 | 1 | 1 | 1 | 1 | 1 | 1 | 1 | 1 | 1 | 1 | 1 | 1 | 1 | 1 | 1 | 1 | 1 | 20 | 80 | 4171.43
|  |  | Sat, WinterDesign | 1 | 0 | 0 | 0 | 0 | 1 | 1 | 1 | 1 | 1 | 1 | 1 | 1 | 1 | 1 | 1 | 1 | 1 | 1 | 1 | 1 | 1 | 1 | 1 | 20
|  |  | Sun, Hol, Other | 1 | 0 | 0 | 0 | 0 | 1 | 1 | 1 | 1 | 1 | 1 | 1 | 1 | 1 | 1 | 1 | 1 | 1 | 1 | 1 | 1 | 1 | 1 | 1 | 20
PlantOnSched | On/Off | Through 12/31 | All | [24 empty] | 24 | 168 | 8760 | bar: 1 to 24
ALWAYS_ON | Fraction | Through 12/31 | All | [24 empty] | 24 | 168 | 8760 | bar: 1 to 24
ALWAYS_OFF | Fraction | Through 12/31 | All | 0 | 0 | 0 | 0 | 0 | 0 | 0 | 0 | 0 | 0 | 0 | 0 | 0 | 0 | 0 | 0 | 0 | 0 | 0 | 0 | 0 | 0 | 0 | 0 | 0 | 0 | 0
HVACOperationSchd | On/Off | Through 12/31 | Weekday, SummerDesign | 1 | 0 | 0 | 0 | 0 | 1 | 1 | 1 | 1 | 1 | 1 | 1 | 1 | 1 | 1 | 1 | 1 | 1 | 1 | 1 | 1 | 1 | 1 | 1 | 20 | 80 | 4171.43
|  |  | Sat, WinterDesign | 1 | 0 | 0 | 0 | 0 | 1 | 1 | 1 | 1 | 1 | 1 | 1 | 1 | 1 | 1 | 1 | 1 | 1 | 1 | 1 | 1 | 1 | 1 | 1 | 20
|  |  | Sun, Hol, Other | 1 | 0 | 0 | 0 | 0 | 1 | 1 | 1 | 1 | 1 | 1 | 1 | 1 | 1 | 1 | 1 | 1 | 1 | 1 | 1 | 1 | 1 | 1 | 1 | 20
FAN_SCH | Fraction | Through 12/31 | All | [24 empty] | 24 | 168 | 8760 | bar: 1 to 24
Kitchen_Exhaust_SCH | On/Off | Through 12/31 | Weekday, SummerDesign | 0 | 0 | 0 | 0 | 0 | 0 | 1 | 1 | 1 | 1 | 1 | 1 | 1 | 1 | 1 | 1 | 1 | 1 | 1 | 1 | 1 | 1 | 1 | 1 | 18 | 72 | 3754.29
|  |  | Sat, WinterDesign | 0 | 0 | 0 | 0 | 0 | 0 | 1 | 1 | 1 | 1 | 1 | 1 | 1 | 1 | 1 | 1 | 1 | 1 | 1 | 1 | 1 | 1 | 1 | 1 | 18
|  |  | Sun, Hol, Other | 0 | 0 | 0 | 0 | 0 | 0 | 1 | 1 | 1 | 1 | 1 | 1 | 1 | 1 | 1 | 1 | 1 | 1 | 1 | 1 | 1 | 1 | 1 | 1 | 18
CoolingCoilAvailSched | Fraction | Through 12/31 | All | [24 empty] | 24 | 168 | 8760 | bar: 1 to 24
HTGSETP_SCH | Temperature | Through 12/31 | WD | 21 | 15.6 | 15.6 | 15.6 | 15.6 | 21 | 21 | 21 | 21 | 21 | 21 | 21 | 21 | 21 | 21 | 21 | 21 | 21 | 21 | 21 | 21 | 21 | 21 | 21 | 482.4 | 3376.8 | 176076
|  |  | SummerDesign | 15.6 | 15.6 | 15.6 | 15.6 | 15.6 | 15.6 | 15.6 | 15.6 | 15.6 | 15.6 | 15.6 | 15.6 | 15.6 | 15.6 | 15.6 | 15.6 | 15.6 | 15.6 | 15.6 | 15.6 | 15.6 | 15.6 | 15.6 | 15.6 | 374.4
|  |  | WinterDesign | 21 | 21 | 21 | 21 | 21 | 21 | 21 | 21 | 21 | 21 | 21 | 21 | 21 | 21 | 21 | 21 | 21 | 21 | 21 | 21 | 21 | 21 | 21 | 21 | 504
|  |  | Sat | 21 | 15.6 | 15.6 | 15.6 | 15.6 | 21 | 21 | 21 | 21 | 21 | 21 | 21 | 21 | 21 | 21 | 21 | 21 | 21 | 21 | 21 | 21 | 21 | 21 | 21 | 482.4
|  |  | Sun, Hol, Other | 21 | 15.6 | 15.6 | 15.6 | 15.6 | 21 | 21 | 21 | 21 | 21 | 21 | 21 | 21 | 21 | 21 | 21 | 21 | 21 | 21 | 21 | 21 | 21 | 21 | 21 | 482.4
CLGSETP_SCH | Temperature | Through 12/31 | WD, SummerDesign | 24 | 30 | 30 | 30 | 30 | 24 | 24 | 24 | 24 | 24 | 24 | 24 | 24 | 24 | 24 | 24 | 24 | 24 | 24 | 24 | 24 | 24 | 24 | 24 | 600 | 4200 | 219000
|  |  | Sat | 24 | 30 | 30 | 30 | 30 | 24 | 24 | 24 | 24 | 24 | 24 | 24 | 24 | 24 | 24 | 24 | 24 | 24 | 24 | 24 | 24 | 24 | 24 | 24 | 600
|  |  | WinterDesign | 30 | 30 | 30 | 30 | 30 | 30 | 30 | 30 | 30 | 30 | 30 | 30 | 30 | 30 | 30 | 30 | 30 | 30 | 30 | 30 | 30 | 30 | 30 | 30 | 720
|  |  | Sun, Hol, Other | 24 | 30 | 30 | 30 | 30 | 24 | 24 | 24 | 24 | 24 | 24 | 24 | 24 | 24 | 24 | 24 | 24 | 24 | 24 | 24 | 24 | 24 | 24 | 24 | 600
HTGSETP_KITCHEN_SCH | Temperature | Through 12/31 | WD | 19 | 15.6 | 15.6 | 15.6 | 15.6 | 19 | 19 | 19 | 19 | 19 | 19 | 19 | 19 | 19 | 19 | 19 | 19 | 19 | 19 | 19 | 19 | 19 | 19 | 19 | 442.4 | 3096.8 | 161476
|  |  | SummerDesign | 15.6 | 15.6 | 15.6 | 15.6 | 15.6 | 15.6 | 15.6 | 15.6 | 15.6 | 15.6 | 15.6 | 15.6 | 15.6 | 15.6 | 15.6 | 15.6 | 15.6 | 15.6 | 15.6 | 15.6 | 15.6 | 15.6 | 15.6 | 15.6 | 374.4
|  |  | WinterDesign | 21 | 21 | 21 | 21 | 21 | 21 | 21 | 21 | 21 | 21 | 21 | 21 | 21 | 21 | 21 | 21 | 21 | 21 | 21 | 21 | 21 | 21 | 21 | 21 | 504
|  |  | Sat | 19 | 15.6 | 15.6 | 15.6 | 15.6 | 19 | 19 | 19 | 19 | 19 | 19 | 19 | 19 | 19 | 19 | 19 | 19 | 19 | 19 | 19 | 19 | 19 | 19 | 19 | 442.4
|  |  | Sun, Hol, Other | 19 | 15.6 | 15.6 | 15.6 | 15.6 | 19 | 19 | 19 | 19 | 19 | 19 | 19 | 19 | 19 | 19 | 19 | 19 | 19 | 19 | 19 | 19 | 19 | 19 | 19 | 442.4
CLGSETP_KITCHEN_SCH | Temperature | Through 12/31 | WD, SummerDesign | 26 | 30 | 30 | 30 | 30 | 26 | 26 | 26 | 26 | 26 | 26 | 26 | 26 | 26 | 26 | 26 | 26 | 26 | 26 | 26 | 26 | 26 | 26 | 26 | 640 | 4480 | 233600
|  |  | Sat | 26 | 30 | 30 | 30 | 30 | 26 | 26 | 26 | 26 | 26 | 26 | 26 | 26 | 26 | 26 | 26 | 26 | 26 | 26 | 26 | 26 | 26 | 26 | 26 | 640
|  |  | WinterDesign | 30 | 30 | 30 | 30 | 30 | 30 | 30 | 30 | 30 | 30 | 30 | 30 | 30 | 30 | 30 | 30 | 30 | 30 | 30 | 30 | 30 | 30 | 30 | 30 | 720
|  |  | Sun, Hol, Other | 26 | 30 | 30 | 30 | 30 | 26 | 26 | 26 | 26 | 26 | 26 | 26 | 26 | 26 | 26 | 26 | 26 | 26 | 26 | 26 | 26 | 26 | 26 | 26 | 640
Humidity Setpoint Schedule | Humidity | Through 12/31 | WD, SummerDesign | 50 | 50 | 50 | 50 | 50 | 50 | 50 | 50 | 50 | 50 | 50 | 50 | 50 | 50 | 50 | 50 | 50 | 50 | 50 | 50 | 50 | 50 | 50 | 50 | 1200 | 8400 | 438000
|  |  | Sat, WinterDesign | 50 | 50 | 50 | 50 | 50 | 50 | 50 | 50 | 50 | 50 | 50 | 50 | 50 | 50 | 50 | 50 | 50 | 50 | 50 | 50 | 50 | 50 | 50 | 50 | 1200
|  |  | Sun, Hol, Other | 50 | 50 | 50 | 50 | 50 | 50 | 50 | 50 | 50 | 50 | 50 | 50 | 50 | 50 | 50 | 50 | 50 | 50 | 50 | 50 | 50 | 50 | 50 | 50 | 1200
MinRelHumSetSch | Humidity | Through 12/31 | All | 30 | 30 | 30 | 30 | 30 | 30 | 30 | 30 | 30 | 30 | 30 | 30 | 30 | 30 | 30 | 30 | 30 | 30 | 30 | 30 | 30 | 30 | 30 | 30 | 720 | 5040 | 262800
MaxRelHumSetSch | Humidity | Through 12/31 | All | 60 | 60 | 60 | 60 | 60 | 60 | 60 | 60 | 60 | 60 | 60 | 60 | 60 | 60 | 60 | 60 | 60 | 60 | 60 | 60 | 60 | 60 | 60 | 60 | 1440 | 10080 | 525600
MinOA_MotorizedDamper_Sched | Fraction | Through 12/31 | WD, SummerDesign | 1 | 0 | 0 | 0 | 0 | 0 | 1 | 1 | 1 | 1 | 1 | 1 | 1 | 1 | 1 | 1 | 1 | 1 | 1 | 1 | 1 | 1 | 1 | 1 | 19 | 133 | 6935
|  |  | Sat | 1 | 0 | 0 | 0 | 0 | 0 | 1 | 1 | 1 | 1 | 1 | 1 | 1 | 1 | 1 | 1 | 1 | 1 | 1 | 1 | 1 | 1 | 1 | 1 | 19
|  |  | WinterDesign | [24 empty] | 24 | bar: 1 to 24
|  |  | Sun, Hol, Other | 1 | 0 | 0 | 0 | 0 | 0 | 1 | 1 | 1 | 1 | 1 | 1 | 1 | 1 | 1 | 1 | 1 | 1 | 1 | 1 | 1 | 1 | 1 | 1 | 19
MinOA_Sched | Fraction | Through 12/31 | All | [24 empty] | 24 | 168 | 8760 | bar: 1 to 24
MinOA_SDKitch_Sched | On/Off | Through 12/31 | WD, SummerDesign | 0 | 0 | 0 | 0 | 0 | 0 | 0 | 0 | 0 | 0 | 0 | 0 | 0 | 0 | 0 | 0 | 0 | 0 | 0 | 0 | 0 | 0 | 0 | 0 | 0 | 0 | 0
|  |  | Sat | 0 | 0 | 0 | 0 | 0 | 0 | 0 | 0 | 0 | 0 | 0 | 0 | 0 | 0 | 0 | 0 | 0 | 0 | 0 | 0 | 0 | 0 | 0 | 0 | 0
|  |  | WinterDesign | 0 | 0 | 0 | 0 | 0 | 0 | 0 | 0 | 0 | 0 | 0 | 0 | 0 | 0 | 0 | 0 | 0 | 0 | 0 | 0 | 0 | 0 | 0 | 0 | 0
|  |  | Sun, Hol, Other | 0 | 0 | 0 | 0 | 0 | 0 | 0 | 0 | 0 | 0 | 0 | 0 | 0 | 0 | 0 | 0 | 0 | 0 | 0 | 0 | 0 | 0 | 0 | 0 | 0
Dual Zone Control Type Sched | Control Type | Through 12/31 | All | 4 | 4 | 4 | 4 | 4 | 4 | 4 | 4 | 4 | 4 | 4 | 4 | 4 | 4 | 4 | 4 | 4 | 4 | 4 | 4 | 4 | 4 | 4 | 4 | 96 | 672 | 35040
Seasonal-Reset-Supply-Air-Temp-Sch | Temperature | Through 3/31 | All | 13 | 13 | 13 | 13 | 13 | 13 | 13 | 13 | 13 | 13 | 13 | 13 | 13 | 13 | 13 | 13 | 13 | 13 | 13 | 13 | 13 | 13 | 13 | 13 | 312 | 2184 | 113880
|  | Through 9/30 | All | 13 | 13 | 13 | 13 | 13 | 13 | 13 | 13 | 13 | 13 | 13 | 13 | 13 | 13 | 13 | 13 | 13 | 13 | 13 | 13 | 13 | 13 | 13 | 13 | 312 | 2184
|  | Through 12/31 | All | 13 | 13 | 13 | 13 | 13 | 13 | 13 | 13 | 13 | 13 | 13 | 13 | 13 | 13 | 13 | 13 | 13 | 13 | 13 | 13 | 13 | 13 | 13 | 13 | 312 | 2184
Heating-Supply-Air-Temp-Sch | Temperature | Through 12/31 | All | 16 | 16 | 16 | 16 | 16 | 16 | 16 | 16 | 16 | 16 | 16 | 16 | 16 | 16 | 16 | 16 | 16 | 16 | 16 | 16 | 16 | 16 | 16 | 16 | 384 | 2688 | 140160
ACTIVITY_SCH | Any Number | Through 12/31 | All | 120 | 120 | 120 | 120 | 120 | 120 | 120 | 120 | 120 | 120 | 120 | 120 | 120 | 120 | 120 | 120 | 120 | 120 | 120 | 120 | 120 | 120 | 120 | 120 | 2880 | 20160 | 1051200
WORK_EFF_SCH | Fraction | Through 12/31 | All | 0 | 0 | 0 | 0 | 0 | 0 | 0 | 0 | 0 | 0 | 0 | 0 | 0 | 0 | 0 | 0 | 0 | 0 | 0 | 0 | 0 | 0 | 0 | 0 | 0 | 0 | 0
AIR_VELO_SCH | Any Number | Through 12/31 | All | 0.2 | 0.2 | 0.2 | 0.2 | 0.2 | 0.2 | 0.2 | 0.2 | 0.2 | 0.2 | 0.2 | 0.2 | 0.2 | 0.2 | 0.2 | 0.2 | 0.2 | 0.2 | 0.2 | 0.2 | 0.2 | 0.2 | 0.2 | 0.2 | 4.8 | 33.6 | 1752
CLOTHING_SCH | Any Number | Through 04/30 | All | [24 empty] | 24 | 168 | 6924 | bar: 1 to 24
|  | Through 09/30 | All | 0.5 | 0.5 | 0.5 | 0.5 | 0.5 | 0.5 | 0.5 | 0.5 | 0.5 | 0.5 | 0.5 | 0.5 | 0.5 | 0.5 | 0.5 | 0.5 | 0.5 | 0.5 | 0.5 | 0.5 | 0.5 | 0.5 | 0.5 | 0.5 | 12 | 84
|  | Through 12/31 | All | [24 empty] | 24 | 168 | bar: 1 to 24
SHADING_SCH | Any Number | Through 12/31 | All | 0 | 0 | 0 | 0 | 0 | 0 | 0 | 0 | 0 | 0 | 0 | 0 | 0 | 0 | 0 | 0 | 0 | 0 | 0 | 0 | 0 | 0 | 0 | 0 | 0 | 0 | 0
Kitchen Water Equipment Latent fract sched | Fraction | Through 12/31 | All | 0.05 | 0.05 | 0.05 | 0.05 | 0.05 | 0.05 | 0.05 | 0.05 | 0.05 | 0.05 | 0.05 | 0.05 | 0.05 | 0.05 | 0.05 | 0.05 | 0.05 | 0.05 | 0.05 | 0.05 | 0.05 | 0.05 | 0.05 | 0.05 | 1.2 | 8.4 | 438
Kitchen Water Equipment Sensible fract sched | Fraction | Through 12/31 | All | 0.2 | 0.2 | 0.2 | 0.2 | 0.2 | 0.2 | 0.2 | 0.2 | 0.2 | 0.2 | 0.2 | 0.2 | 0.2 | 0.2 | 0.2 | 0.2 | 0.2 | 0.2 | 0.2 | 0.2 | 0.2 | 0.2 | 0.2 | 0.2 | 4.8 | 33.6 | 1752
Kitchen Water Equipment Temp Sched | Temperature | Through 12/31 | All | 43.3 | 43.3 | 43.3 | 43.3 | 43.3 | 43.3 | 43.3 | 43.3 | 43.3 | 43.3 | 43.3 | 43.3 | 43.3 | 43.3 | 43.3 | 43.3 | 43.3 | 43.3 | 43.3 | 43.3 | 43.3 | 43.3 | 43.3 | 43.3 | 1039.2 | 7274.4 | 379308
Kitchen Water Equipment Hot Supply Temp Sched | Temperature | Through 12/31 | All | 55 | 55 | 55 | 55 | 55 | 55 | 55 | 55 | 55 | 55 | 55 | 55 | 55 | 55 | 55 | 55 | 55 | 55 | 55 | 55 | 55 | 55 | 55 | 55 | 1320 | 9240 | 481800
Kitchen_Case:1_WALKINFREEZER_CaseDefrost2aDaySched | On/Off | Through 12/31 | All | 0 | 0 | 0 | 0 | 0 | 0 | 0 | 0 | 0 | 0 | 0 | 0 | 0 | 0 | 0 | 0 | 0 | 0 | 0 | 0 | 0 | 0 | 0 | 0 | 0.67 | 4.67 | 243.33
Kitchen_Case:1_WALKINFREEZER_CaseDripDown2aDaySched | On/Off | Through 12/31 | All | 0 | 0 | 0 | 0 | 0 | 0 | 0 | 0 | 0 | 0 | 0 | 0 | 0 | 0 | 0 | 0 | 0 | 0 | 0 | 0 | 0 | 0 | 0 | 0 | 1 | 7 | 365
Kitchen_Case:1_WALKINFREEZER_WalkInStockingSched | Any Number | Through 12/31 | Tue, Fri | 0 | 0 | 0 | 0 | 725 | 417 | 290 | 0 | 0 | 0 | 0 | 0 | 0 | 0 | 0 | 0 | 0 | 0 | 0 | 0 | 0 | 0 | 0 | 0 | 1432 | 1432 | 74668.57
|  |  | Other | 0 | 0 | 0 | 0 | 125 | 117 | 90 | 0 | 0 | 0 | 0 | 0 | 0 | 0 | 0 | 0 | 0 | 0 | 0 | 125 | 117 | 90 | 0 | 0 | 664
Kitchen_Case:1_WALKINFREEZER_CaseCreditReduxSched | Fraction | Through 12/31 | All | 0.2 | 0.2 | 0.2 | 0.2 | 0.2 | 0.2 | 0.2 | 0.4 | 0.4 | 0.4 | 0.4 | 0.4 | 0.4 | 0.4 | 0.4 | 0.4 | 0.4 | 0.4 | 0.4 | 0.4 | 0.4 | 0.2 | 0.2 | 0.2 | 7.6 | 53.2 | 2774
Kitchen_Case:2_SELFCONTAINEDDISPLAYCASE_CaseStockingSched | Any Number | Through 12/31 | All | 0 | 0 | 0 | 0 | 0 | 0 | 50 | 70 | 70 | 80 | 70 | 50 | 50 | 80 | 90 | 80 | 0 | 0 | 0 | 0 | 0 | 0 | 0 | 0 | 690 | 4830 | 251850
SWHSys1-Loop-Temp-Schedule | Temperature | Through 12/31 | All | 60 | 60 | 60 | 60 | 60 | 60 | 60 | 60 | 60 | 60 | 60 | 60 | 60 | 60 | 60 | 60 | 60 | 60 | 60 | 60 | 60 | 60 | 60 | 60 | 1440 | 10080 | 525600
SWHSys1 Water Heater Setpoint Temperature Schedule Name | Temperature | Through 12/31 | All | 60 | 60 | 60 | 60 | 60 | 60 | 60 | 60 | 60 | 60 | 60 | 60 | 60 | 60 | 60 | 60 | 60 | 60 | 60 | 60 | 60 | 60 | 60 | 60 | 1440 | 10080 | 525600
SWHSys1 Water Heater Ambient Temperature Schedule Name | Temperature | Through 12/31 | All | 22 | 22 | 22 | 22 | 22 | 22 | 22 | 22 | 22 | 22 | 22 | 22 | 22 | 22 | 22 | 22 | 22 | 22 | 22 | 22 | 22 | 22 | 22 | 22 | 528 | 3696 | 192720